## Stations
in / out					village /	country of	see remark on	bedrock,concrete	marketing	sensor low		marketing	the highest	subjective 1=best		responsible for	yes=1	in EIDA = 1	node / data	in StBook=1	in FDSN=1	any other comments on the station like plans for upgrade,
AdA	network	station	WGS84	WGS84	[m]	town	deployment	pervious sheet	tiles,ground,else,...	name	corner in [sec]		name	available if more	5=worst		the maintanance	no=0	not in EIDA = 0	center	not in StBook=0	not FDSN=0	difficulty it may have, danger for future deployment on the site, ...
show	code	name	latitude	longitude	elevation	site name	country	housing*	sensor place	sensor type	corner period	possible spot	digitizer	sampling	data quality*	institution	contact person	online	EIDA 1/0	EIDA node	StationBook 1/0	FDSN 1/0	Comments
0	2D	KEFF	48.964936	7.881117			D			SENSOR_Nederland_PE-6	1					0	GEOFON
1	AC	BCI	42.3637	20.0723	500	Bajram Curri	AL		concrete	Trillium40	40		Nanometrics	100	1	IGEO	B.Rama, E.Dushi	1	1	INGV	0	1	BB seismic stations equiped with Trillium40 and Trident digitizer (Nanometrics) along with Accelerometric sensor CMG5T and Minimus digitizer (Guralp)
1	AC	BPA1	40.7232	19.656			AL				20	0	posthole					0			0
1	AC	BPA2	40.7302	19.6187			AL				20	0	posthole					0			0
1	AC	DURR	41.3199	19.4573	9.7	Durresi	AL		concrete	CMG5T	0.01	0				IGEO	B.Rama, E.Dushi	1	0		0	1	Accelerometric station equiped with CMG5T and DM24 dataloger (Guralp)
1	AC	ELBA	41.1166	20.0814	142	Elbasani	AL		concrete	CMG5T	0.01	0				IGEO	B.Rama, E.Dushi	1	0		0	1	Accelerometric station equiped with CMG5T and DM24 dataloger (Guralp)
1	AC	FIER	40.7173	19.5671	23	Fieri	AL		concrete	CMG5T	0.01	0				IGEO	B.Rama, E.Dushi	1	0		0	1	Accelerometric station equiped with CMG5T and DM24 dataloger (Guralp)
1	AC	KBN	40.623068	20.785909	800	Korca	AL		concrete	Trillium40	40		Nanometrics	100	3	IGEO	B.Rama, E.Dushi	1	1	INGV	0	1	BB seismic stations equiped with Trillium40 (Nanometrics) and Trident digitizer (Nanometrics) along with Accelerometric sensor CMG5T and DM24 digitizer (Guralp)
1	AC	KKS	42.0756	20.4113	356.2	Kukesi	AL		concrete	CMG5T	0.01	1				IGEO	B.Rama, E.Dushi	1	0		0	1	Accelerometric station equiped with CMG5T and DM24 dataloger (Guralp)
1	AC	LACI	41.6359	19.7199	57.4	Laci	AL		concrete	CMG5T	0.01	1				IGEO	B.Rama, E.Dushi	1	1	INGV	0	1	Accelerometric station equiped with CMG5T and DM24 dataloger (Guralp)
1	AC	PHP	41.6847	20.44	670	Peshkopia	AL		concrete	Trillium40	40		Nanometrics	100	2	IGEO	B.Rama, E.Dushi	1	1	INGV	0	1	BB seismic stations equiped with Trillium40 and Trident digitizer (Nanometrics) along with Accelerometric sensor CMG5T and Minimus digitizer (Guralp)
1	AC	POGR	40.8996	20.679	711	Pogradeci	AL		concrete	CMG5T	0.01	0				IGEO	B.Rama, E.Dushi	1	0		0	1	Accelerometric station equiped with CMG5T and EAM dataloger (Guralp)
1	AC	PUK	42.040012	19.900001	900	Puka	AL		concrete	CMG40T	30	1	Guralp	100	3	IGEO	B.Rama, E.Dushi	1	1	INGV	0	1	BB seismic stations equiped with CMG40T (Guralp) and Trident digitizer (Nanometrics)
1	AC	SDA	42.05	19.5	30	Shkodra	AL		concrete	TrilliumCompact120	120		Nanometrics	100	2	IGEO	B.Rama, E.Dushi	1	0		0	1	BB seismic stations equiped with TrilliumCompact120 and Trident digitizer (Nanometrics) along with Accelerometric sensor CMG5T and DM24 digitizer (Guralp)
1	AC	SRN	39.878303	20.005316	20	Saranda	AL		concrete	TrilliumCompact120	120		Nanometrics	100	2	IGEO	B.Rama, E.Dushi	1	1	INGV	0	1	BB seismic stations equiped with TrilliumCompact120 and Trident digitizer (Nanometrics) along with Accelerometric sensor CMG5T and Minimus digitizer (Guralp)
1	AC	TIR1	41.3357	19.8078	110	Tirana	AL		concrete	CMG5T	0.01	0				IGEO	B.Rama, E.Dushi	1	0		0	1	Accelerometric station equiped with CMG5T and DM24 dataloger (Guralp)
1	AC	VLO	40.470026	19.495075	50	Vlora	AL		concrete	Trillium40	40		Nanometrics	100	4	IGEO	B.Rama, E.Dushi	1	1	INGV	0	1	BB seismic stations equiped with Trillium40 and Trident digitizer (Nanometrics) along with Accelerometric sensor CMG5T and Minimus digitizer (Guralp)
0	BE	ANSA	50.668	5.507	180	Ans	B		A		1					0
0	BE	BEBN	50.797	5.6778			B			CMG40T					1
0	BE	BLZ	50.697	5.225	125	Berloz	B		B					0
0	BE	BOST	51.2382	2.9387			B			TrilliumCompact	20					1
0	BE	BOU	50.389	3.945	72	Bougnies	B		S		1					0
0	BE	BREA	51.139	5.596	34	Bree	B		A		1					0
0	BE	BRQ	50.482	4.141	65	Bracquegnies	B		S		1					0
0	BE	CLA	50.419	5.302	235	Clavier	B		S		1					0
0	BE	CLHA	50.471	4.28	170	Chapelle-Lez-Herlaimont	B		A		1					0
0	BE	DSLB	51.232	5.065	-578	Dessel	B		B					0
0	BE	DSLS	51.232	5.065	22	Dessel	B		B					0
0	BE	EBN	50.797	5.678	80	Eben-Emael	B		B					0
0	BE	GES	50.384	5.087	295	Gesves	B		S		1					0
0	BE	HOU	50.354	6.005	490	Houvegnez	B		B					0
0	BE	KINA	51.144	5.774	33	Kinrooi	B		A		1					0
0	BE	KLB	50.1	6.109	320	Kalborn	B		S		1					0
0	BE	LCH	50.64	5.599	100	La_Chartreuse	B		S		1					0
0	BE	LCHA	50.639	5.599	82	La_Chartreuse	B		A		1					0
0	BE	LES	50.711	3.843	30	Lessines	B		B					0
0	BE	LLVA	50.479	4.185	130	La_Louviere	B		A		1					0
0	BE	MASA	51.096	5.791	33	Maaseik	B		A		1					0
0	BE	MEM	50.6092	6.0067			B			CMG3T					1
0	BE	MEMA	50.61	6.009	250	Membach	B		A		1					0
0	BE	MEMH	50.61	6.009	250	Membach	B		B					0
0	BE	MEMS	50.61	6.009	250	Membach	B		S		1					0
0	BE	MN6	50.457	3.948	35	Mons-MuséumRégionalDesSciencesNaturelles	B		S		1					0
0	BE	MOL1	51.213	5.086	-96	Mol	B		B					0
0	BE	MOL2	51.213	5.086	-198.75	Mol	B		B					0
0	BE	MOL3	51.213	5.086	-196.5	Mol	B		B					0
0	BE	MOL4	51.213	5.086	-198.5	Mol	B		B					0
0	BE	MOL5	51.214	5.086	-198.25	Mol	B		B					0
0	BE	MOLA	51.214	5.086	25	Mol	B		A		1					0
0	BE	MOLB	51.214	5.086	-198	Mol	B		A		1					0
0	BE	MOLS	51.213	5.085	25	Mol	B		B					0
0	BE	MOLT	51.214	5.086	-198	Mol	B		B					0
0	BE	MONA	50.452	3.953	30	Mons	B		A		1					0
0	BE	MRCA	50.389	4.446	125	Marcinelle	B		A		1					0
0	BE	MRD	50.302	4.768	215	Maredsous	B		B					0
0	BE	MRG	50.512	6.075	674	Mont Rigi	B		S		1					0
0	BE	OPT	51.112	5.635	51	Opitter	B		S		1					0
0	BE	OPTB	51.1115	5.636	-328		B			LE-3D	1					1
0	BE	OSTB	51.238	2.939	-301	Oostende	B		B					0
0	BE	RCH	50.156	5.228	191	Rochefort	B		B					0
0	BE	RCHB	50.155899	5.2276			B			TrilliumCompact	120					1
0	BE	RQR	50.606	4.225	40	Ronquieres	B		S		1					0
0	BE	SKQ	50.649	4.08	63	Steenkerque	B		S		1					0
0	BE	SNF	50.508	4.282	108	Seneffe	B		S		1					0
0	BE	STI	50.583	5.564	223	Sart_Tilman	B		S		1					0
0	BE	STIA	50.586	5.558	245	Sart_Tilman	B		A		1					0
0	BE	STNA	50.626	5.541	130	Saint-Nicolas	B		A		1					0
0	BE	STTA	50.479	4.11	112	Strepy-Thieu	B		A		1					0
0	BE	STWA	50.657	5.568	200	Sainte-Walburge	B		A		1					0
0	BE	TGA	50.605	4.522	97	Tangissart	B		B					0
0	BE	THEA	50.488	5.791	290	Theux	B		A		1					0
0	BE	TNL	50.586	6.13	550	Ternell	B		S		1					0
0	BE	UCC	50.797241	4.36038			B			TrilliumCompactPH	20					1
0	BE	UCCA	50.797	4.36	100	Uccle	B		A		1					0
0	BE	UCCB	50.797	4.36	-36	Uccle	B		B					0
0	BE	UCCS	50.797	4.36	105	Uccle	B		B					0
0	BE	VIA	49.935	6.202	252	Vianden	B		S		1					0
0	BE	ZEV	51.137	2.899	2.5	Zevekote	B		S		1					0
1	BS	AVR	43.1196	27.6691	300	Avren	BG	Underground shelter	concrete pillar	Geophone	0.2	1	ReftekDAS130	1000		NIGGG	L.Dimitrova	1	0		0	0
1	BS	BLKB	43.6227	22.675	650	Belogradchik	BG	special	concrete pillar	Geotech KS2000	120		Basalt	500		NIGGG	L.Dimitrova	1	1	NIEP	1	1
1	BS	BLSH	42.856998	23.2792	759	Balsha	BG	special	concrete pillar	Observer151B	30	0	ReftekDAS130	1000		NIGGG	L.Dimitrova	1	1	NIEP	0	0
1	BS	BOZ	43.1044	27.4786	39	Bozvelijsko	BG	building	concrete floor	Geophone	0.2	0	ReftekDAS130	1000		NIGGG	L.Dimitrova	1	0		0	0
1	BS	DIM	42.0457	25.577801	146	Dimitrovgrad	BG	urban free field	concrete pillar	3xS13	1	1	ReftekDAS130	1000		NIGGG	L.Dimitrova	1	1	NIEP	0	0
1	BS	DOB	43.179	27.4628	228	Dobrina	BG	building	concrete floor	Geophone	0.2	1	ReftekDAS130	1000		NIGGG	L.Dimitrova	1	0		0	0
1	BS	DOBAM	43.5811	27.831	246	Dobrich	BG	building	concrete floor	Accelerometer	1	1	Basalt	500		NIGGG	L.Dimitrova	1	1	NIEP	1	1
1	BS	ELND	42.9287	25.8751	334	Elena	BG	special	concrete pillar	Geotech KS2000	120		Basalt	500		NIGGG	L.Dimitrova	1	1	NIEP	1	1
1	BS	JMB	42.4911	26.5296	210	Jambol	BG	urban free field	concrete pillar	Guralp CMG-40T	30	1	ReftekDAS130	1000		NIGGG	L.Dimitrova	1	1	NIEP	1	1
1	BS	KALB	43.4059	28.4162	121	Balgarevo	BG	special	concrete pillar	Geotech KS2000	120		Basalt	500		NIGGG	L.Dimitrova	1	1	NIEP	1	1
1	BS	KDZ	41.630199	25.3396	346	Kardjali	BG	special	concrete pillar	GuralpCMG-3ESPC	120		ReftekDAS130	1000		NIGGG	L.Dimitrova	1	1	NIEP	0	0
1	BS	KKB	41.841702	23.1287	445	Krupnik	BG	urban free field	concrete pillar	GuralpCMG-3ESPC	60		ReftekDAS130	1000		NIGGG	L.Dimitrova	1	1	NIEP	0	0
1	BS	KOZAM	43.8274	23.2364	760	Kozlodui	BG			Episensor 200 Hz 10 Volt FS 2g/Basalt Linear Phase	1			50		NIGGG	L.Dimitrova	1	1	NIEP
1	BS	KUBB	43.8024	26.4941	261	Kubrat	BG	special	concrete pillar	Geotech KS2000	120		Basalt	500		NIGGG	L.Dimitrova	1	1	NIEP	1	1
1	BS	LOZB	43.3701	26.593	342	Loznitsa	BG	special	concrete pillar	Geotech KS2000	120		Basalt	500		NIGGG	L.Dimitrova	1	1	NIEP	1	1
1	BS	MMB	41.546902	23.7495	624	Musomishte	BG	urban free field	concrete pillar	STS2	120		ReftekDAS130	1000		NIGGG	L.Dimitrova	1	1	NIEP	0	0
1	BS	MNNAM	43.4111	23.2262	0	Montana	BG	building	concrete floor	Accelerometer	1	1	Basalt	500		NIGGG	L.Dimitrova	1	1	NIEP	1	1
1	BS	MPE	43.355999	23.740101	345	Malo Peshtene	BG	special	concrete floor	Observer151B	120		ReftekDAS130	1000	1	NIGGG	L.Dimitrova	1	1	NIEP	0	0
1	BS	NEF	43.2643	27.2753	357	Nevsha	BG	Underground shelter	bedrock	3xS13	1	0	ReftekDAS130	1000		NIGGG	L.Dimitrova	1	0		0	0
1	BS	ORH	43.7263	23.9664	230	Orijahovo	BG	special	concrete pillar	3xS13	1	1	ReftekDAS130	1000	5	NIGGG	L.Dimitrova	1	0		0	0
1	BS	PGB	42.513699	24.1735	576	Panagiurishte	BG	special	concrete pillar	Guralp-CMG-40T	30	0	ReftekDAS130	1000		NIGGG	L.Dimitrova	1	1	NIEP	0	0
1	BS	PLD	42.1469	24.747499	199	Plovdiv	BG	building	bedrock	Guralp-CMG-40T	30	1	ReftekDAS130	1000		NIGGG	L.Dimitrova	1	1	NIEP	0	0
1	BS	PLNA	42.4762	23.4256	1242	Plana	BG	urban free field	concrete floor	Guralp CMG-3ESP	120		ReftekDAS130	1000		NIGGG	L.Dimitrova	1	1	NIEP	0	0
1	BS	PLVAM	43.9523	22.8502	880	Vidin	BG	urban free field	concrete floor	Accelerometer	1	1	Basalt	500		NIGGG	L.Dimitrova	1	1	NIEP	1	1
1	BS	PLVB	43.387	24.6207	199	Pleven	BG	special	concrete pillar	Geotech KS2000	120		Basalt	500		NIGGG	L.Dimitrova	1	1	NIEP	1	1
1	BS	PRD	43.160198	27.409901	127	Provadia	BG	special	concrete pillar	GuralpCMG-40T	30	1	ReftekDAS130	1000		NIGGG	L.Dimitrova	1	1	NIEP	0	0
1	BS	PSN	43.637501	28.1359	180	Preselentzi	BG	urban free field	concrete pillar	KS2000M	60		ReftekDAS130	1000		NIGGG	L.Dimitrova	1	1	NIEP	0	0
1	BS	PVL	43.1227	25.173201	209	Pavlikeni	BG	special	concrete floor	GuralpCMG-3ESPC	120		ReftekDAS130	1000		NIGGG	L.Dimitrova	1	1	NIEP	0	0
1	BS	RAZAM	43.6451	25.1243	820	Belene	BG	building	concrete floor	Accelerometer	1	1	Basalt	500		NIGGG	L.Dimitrova	1	1	NIEP	1	1
1	BS	RAZG	43.5662	26.5079	383	Razgrad	BG	special	concrete pillar	Geotech KS2000	120		Basalt	500		NIGGG	L.Dimitrova	1	1	NIEP	1	1
1	BS	ROIA	43.0934	27.3778	352	Roiak	BG	Underground shelter	concrete pillar	Geophone	0.2	1	ReftekDAS130	1000		NIGGG	L.Dimitrova	1	0		0	0
1	BS	RUSAM	43.8462	25.9612	0	Ruse	BG	building	concrete floor	Accelerometer	1	1	Basalt	500		NIGGG	L.Dimitrova	1	1	NIEP	1	1
1	BS	RZN	41.694199	24.7388	1738	Rojen	BG	building	concrete pillar	Guralp-CMG-40T	30	1	ReftekDAS130	1000		NIGGG	L.Dimitrova	1	1	NIEP	0	0
1	BS	SHAB	43.5389	28.6057	430	Sabla	BG	special	concrete pillar	Geotech KS2000	120		Basalt	500		NIGGG	L.Dimitrova	1	1	NIEP	1	1
1	BS	SILAM	44.1046	27.2665	840	Silistra	BG	urban free field	concrete floor	Accelerometer	1	1	Basalt	500		NIGGG	L.Dimitrova	1	1	NIEP	1	1
1	BS	SOF	42.6761	23.3698	571	Sofia	BG	building	concrete pillar	3xS13	1	0	ReftekDAS130	1000	5	NIGGG	L.Dimitrova	1	0		0	0
1	BS	SZH	43.265301	25.9762	334	Strajitza	BG	urban free field	concrete pillar	GuralpCMG-3ESPC	60		ReftekDAS130	1000		NIGGG	L.Dimitrova	1	1	NIEP	0	0
1	BS	TRAN	42.834599	22.651199	695	Tran	BG	building	concrete floor	Observer151B	30	1	ReftekDAS130	1000		NIGGG	L.Dimitrova	1	1	NIEP	0	0
1	BS	VETAM	43.0805	25.6367	224	Veliko Tarnovo	BG	building	concrete floor	Accelerometer	1	1	Basalt	500		NIGGG	L.Dimitrova	1	1	NIEP	1	1
1	BS	VLD	43.6899	23.4356	-230	Valchedram	BG	special and borehole		S13	1	1	ReftekDAS130	1000		NIGGG	L.Dimitrova	1	0		0	0
1	BS	VTS1	42.614399	23.234301	1398	Vitosha	BG	tunnel	concrete pillar	Guralp CMG-3ESP	120		ReftekDAS130	1000	1	NIGGG	L.Dimitrova	1	1	NIEP	0	0
1	BS	YUND	42.064757	23.853684	1449		BG			Reftek Colt	60					L.Dimitrova	1	1	NIEP
1	BW	ALFT	48.142334	11.2795		Alling,ROMY	D			Guralp CMG-3T	120					1
0	BW	ALTM	48.995167	11.519922		Beilngries	D			Le3D-1	1					1
1	BW	BE1	47.91	11.22		Monatshausen,Bernried	D			Trillium-C	120					1
1	BW	BGDS	47.6353	13.0275		Salzbergwerk, Berchtesgaden	D			Trillium Horizon 120	120					1
1	BW	BHG	47.720501	12.87726		BadReichenhall, Bavaria	D			Trillium-C	120					1
1	BW	BIB	48.1522	11.2473		Biburg, Scheune	D			Trillium Horizon 120-1	120					1
1	BW	DRMY1	48.162877	11.275473		ROMY, in House	D			Trillium Compact	120					1
1	BW	DRMY2	48.162975	11.275394		ROMY, in House	D			Trillium Compact	120					1
1	BW	DRMY3	48.162972	11.275561		ROMY, in House	D			Trillium Compact	120					1
1	BW	DRMY4	48.162769	11.275332		ROMY, fk-array	D			Trillium Compact	120					1
1	BW	DRMY5	48.162958	11.27502		ROMY, fk-array	D			Trillium Compact	120					1
1	BW	DRMY6	48.16308	11.275565		ROMY, fk-array	D			Trillium Compact	120					1
1	BW	DRMY7	48.165591	11.276804		ROMY, car-detection-array	D			Trillium Compact	120					1
1	BW	DROMY	48.162941	11.275476		RingLaser	D			Trillium Compact	120					1
1	BW	FFB1	48.162904	11.275065		FUR Borehole	D			Trillium 120PH	120					1
1	BW	FFB2	48.164357	11.273684		Romy, Borehole	D			Compact	120					1
1	BW	FFB3	48.164883	11.276289		Romy, Borehole	D			Compact	120					1
1	BW	GELB	48.1629	11.2514		Gelbenholzen	D			Trillium 120P	120					1
1	BW	GRMB	48.1406	11.2635		Germannsberg	D			Trillium 120P	120					1
0	BW	HROE	50.536598	10.157343		Hohe Roehn	D			Le3D-1	1					1
1	BW	KW1	48.12	12.6		Garching, Kirchweidach	D			Trillium-C	120					1
0	BW	LAEN	50.182812	12.185856		Laengenau, Bavaria	D			LE-3D?	1					0
0	BW	MANZ	49.986198	12.108300		Manzenberg,Bavaria	D			STS2	120					1
0	BW	MGBB	49.971962	12.214974		Grossbuechelb	D			Le3D-1	1					1
1	BW	MGS01	48.067497	11.510058		GutWarnberg,MAGS2	D			Trillium Compact	120					1
1	BW	MGS02	48.077927	11.587935		PerlachForst,MAGS2	D			Trillium Compact	120					1
1	BW	MGS03	48.070885	11.707375		WaldPutzbrunn,MAGS2	D			Trillium Compact	120					1
1	BW	MGS04	47.979698	11.718800		Faistenhaar,MAGS2	D			Trillium Horizon	120					1
1	BW	MGS05	48	11.5171		WB-Strasslach,MAGS2	D			Trillium Compact	120					1
1	BW	MGSBH	48.03018	11.638865	581	Taufkirchen	GE			Nanometrics Trillium Compact 20s	20					1
0	BW	MHAI	50.022530	12.176193		Haid, Bavaria	D			Le3D-1	1					0
0	BW	MKON	50.018635	12.233830		Konnersreuth	D			Le3D-1	1					1
1	BW	MNH	48.14806	11.57208		LMU Sektion Geophysik, Theresienstrasse, Muenchen	D			SP	1					1
0	BW	MROB	50.083145	12.178588		Rosenbuehl	D			Le3D-1	1					1
0	BW	MSBB	50.031429	11.972771		Schoenbrunner	D			LE-3D	1					1
0	BW	MZEK	49.962593	11.947430		Zeckenberg	D			Le3D-1	1					1
0	BW	NORI	48.720268	10.624987		Bissingen	D			Le3D-1	1					1
1	BW	OBER	47.406963	10.293358		Oberstorf	D			Le3D-1	1					1
1	BW	PART	47.497238	11.113130		Partenkirchen	D			Le3D-1	1					1
1	BW	RJOB	47.737167	12.795714		Jochberg	D			STS2	120					1
0	BW	RLAS	49.15	12.88			D				1					1
1	BW	RMOA	47.761658	12.864466		Moar Alm	D			Le3D-1	1					1
1	BW	RNHA	47.805721	12.818837		Neuhaus	D			Le3D-1	1					1
1	BW	RNON	47.740501	12.867100		Nonn	D			Mark L43C-1	1					1
0	BW	ROTZ	49.766899	12.207000		Rotzenmuhlet	D			STS2	120					1
1	BW	RTBE	47.745098	12.824082		Buergeleck	D			Le3D-1	1					1
1	BW	RTSA	47.768345	12.841651		Steiner Alm	D			Nanometrics Trillium Compact 120s	120					1
1	BW	RTSH	47.754452	12.849878		Staufenhaus	D			Le3D-1	1					1
1	BW	RWMO	47.744171	12.729887		Wildenmoos	D			Le3D-1	1					1
1	BW	SCE	47.038399	11.710400		Schelgeis, Tirolia	D			STS2	120					1
1	BW	SYBAD	48.120949	11.569399	515	Schyrenbad, BH, SWM	D			Nanometrics Trillium Compact 20s	20					1
1	BW	TON	48.173897	11.288809		Tonwerk,ROMY	D			STS2	120					1
1	BW	UH3	48.030544	11.638850		Wasserwerk Taufk	D			SM6	1					1	LMU
0	BW	VIEL	50.185650	12.102790		Vielitz	D			Le3D-1	1					1
0	BW	WETR	49.145020	12.875710		Wettzell	D			LE-3D?	1					1
1	BW	WRNG	47.826130	11.731271	830	Oberwarngau, Bavaria	D			Trillium Compact 120s	120		Centaur					1	1	LMU
1	BW	ZUGS	47.416309	10.978830		Schneeferner	D			Mark L43C-1	1					1
1	C4	CERN1	46.235876	6.054836	356.3		CH			CMG-6T	60					1
1	C4	CERN5	46.309893	6.07608	418.2		F			CMG-6T	60					1
1	C4	CERNS	46.266947	6.066212	463.2		F			CMG-40T	60					1
0	CA	ARBS	42.434492	1.533754			E			G120	120					1
0	CA	AVIN	41.84381	1.96546	334	Avinyó	E			Accelerometer	1					1
0	CA	BAIN	41.396	2.173	22	Barcelona - Plaça Tetuan	E			Accelerometer	1					1
0	CA	BAJU	41.3853	2.1741	25	Barcelona-Ciutat Vella	E			Accelerometer	1					1
0	CA	BLAN	41.683943	2.794193	20	Blanes	E			Accelerometer	1					1
0	CA	CADI	42.34019	1.84119	1207	TUNEL DEL CADI	E			CMG3T	10					1		1
0	CA	CARA	42.707643	0.818132			E			Trillium120BH	120					1
0	CA	CAVN	41.881578	0.750608			E			Trillium120QA	120					1
0	CA	CBEU	42.255629	2.675797			E			G120	120					1
0	CA	CBRU	42.2855	2.1803	1327	BRUGUERA	E			STS2	120					1		1
0	CA	CBUD	40.7044	0.8263			E			Trillium120QA	120					1
0	CA	CCAS	41.882875	2.904141			E			G120	120					1
0	CA	CELO	41.6896	2.4923	150	Sant Celoni	E			Accelerometer	1					1
0	CA	CEST	42.598651	1.254049			E			G120	120					1
0	CA	CFAR	40.5604	0.6614			E			Trillium120QA	120					1
0	CA	CFON	41.761185	2.434581			E			G120	120					1
0	CA	CGAR	41.293309	1.913703			E			STS2.5	120					1
0	CA	CGIR	41.986	2.8278	102	Girona-Universitat	E			Accelerometer	1					1
0	CA	CGIS	41.98088	2.82158	70	Girona-Generalitat	E			Accelerometer	1					1
0	CA	CGRN	41.607	2.2884	153	Granollers	E			Accelerometer	1					1
0	CA	CLLI	42.478105	1.972973			E			STS2.5	120					1
0	CA	CMAS	40.72568	0.313875			E			G120	120					1
0	CA	CMON	41.593324	1.836294	730	Montserrat	E			Accelerometer	1					1
0	CA	COBS	40.7141	1.3573	0	Casablanca	E			CMG3TOBS	120					1		1
0	CA	CORG	42.229088	1.316531			E			STS2.5	120					1
0	CA	CORI	41.972401	2.048795			E			CMG3ESP					1
0	CA	CPAL	42.310533	3.16244			E			STS2.5	120					1
0	CA	CSOR	42.375599	1.1339	1227	SORT	E			STS2	120					1		1
0	CA	CTRE	42.3242	0.7736	1318	TREMP	E			CMG3T	120					1		1
0	CA	CTRM	42.160858	0.893644	440	Tremp-CSTP	E			Accelerometer	1					1
0	CA	EBR	40.820167	0.49394	36	Ebre	E			STS2	120					0		1
0	CA	FBR	41.4164	2.125	405	FABRA	E			KS2000	100					1		1
0	CA	ICJA	41.3844	2.1189			E			T120	120					1
0	CA	ILER	41.6153	0.6262	171	Lleida	E			Accelerometer	1					1
0	CA	LLIS	42.4626	1.9783	1198	Llívia - Poliesportiu	E			Accelerometer	1					1
0	CA	MTJR	41.37007	2.15608	51	Barcelona - Montju?c	E			Accelerometer	1					1
0	CA	OLOS	42.18145	2.48925	436	Olot	E			Accelerometer	1					1
0	CA	POBL	41.3793	1.0847	550	POBLET	E			KS2000	100					1		1
0	CA	REUS	41.134825	1.185893	48	Reus	E			Accelerometer	1					1
0	CA	SCOL	42.493015	1.496256	961	Santa Coloma	E			Accelerometer	1					1
0	CA	VIER	42.706473	0.786306	1116	Vielha - Casau	E			Accelerometer	1					1
0	CA	VIES	42.7016	0.7969	986	Vielha - Hospitau	E			Accelerometer	1					1
0	CA	VNIG	41.182117	1.752517		Vilanova	E			Trillium	120					1
1	CH	ACB	47.58771	8.25474			CH			Trillium 240	240					1
1	CH	AIGLE	46.34176	6.95295			CH			Trillium 240	240					1
1	CH	BALST	47.33578	7.69498			CH			STS2	120					1
1	CH	BAULM	46.7872	6.46757	1237	Baulmes, Aiguilles de Baulmes	CH			Trillium Compact 120s	120					1	ETHZ
1	CH	BERGE	47.8716	8.177979			D			TrilliumComp 120s	120					1
1	CH	BERNI	46.41363	10.02309			CH			Trillium 240	240					1
1	CH	BIBA	46.3	7.93			CH				1					1
1	CH	BLOTZ	47.620722	7.44	308	Kappelen, Rue du Rhin	F			IESE S21g-2.0	1					1
1	CH	BNALP	46.87033	8.424899			CH			STS2	120					1
1	CH	BOBI	47.55	8.34			CH				1					1
1	CH	BOURR	47.39363	7.2301			CH			STS2.5	120					1
1	CH	BRANT	46.938	6.472979			CH			STS2.5	120					1
1	CH	CHAMB	46.78233	6.61184	436.6	Chamblon, Rue du Cossaux	CH			Nanometrics Trillium Compact 120s	120		Nanometrics Centaur					1
1	CH	CHASS	47.1609	7.12129	1263	Chasseral	CH			Trillium 240s_g2	240		Nanometrics Centaur					1
1	CH	COLLE	46.29249	6.12055		Collex-Bossy, Route de la Vieille-Bâtie	CH			Trillium Compact 120s	120					1
1	CH	DAGMA	47.23088	8.012475			CH			TrilliumComp 120s	120					1
1	CH	DAVOX	46.7805	9.879519			CH			STS2	120					1
1	CH	DIX	46.08105	7.40839			CH			STS2.5	120					1
1	CH	EMBD	46.21652	7.83223			CH			Trillium 40s	40					1
1	CH	EMING	47.89518	8.846759			D			TrilliumComp 120s	120					1
1	CH	EMMET	47.43757	8.013579			CH			TrilliumComp 120s	120					1
1	CH	EWZT0	47.37	8.5			CH				1					1
1	CH	FIESA	46.4352	8.110509			CH			STS2	120					1
1	CH	FLACH	47.57	8.57			CH				1					1
1	CH	FULLY	46.15632	7.13579			CH			TrilliumComp 120s	120					1
1	CH	FUORN	46.62033	10.26355			CH			Trillium 240	240					1
1	CH	FUSIO	46.45481	8.6629			CH			STS2.5	120					1
1	CH	GIMEL	46.53363	6.26545			CH			Trillium 240	240					1
1	CH	GOURZ	46.511090	6.741250	923.1	Tour de Gourze, Réservoir de la Tour-de-Gource, VD	CH			Nanometrics Trillium Compact 120s	120		Nanometrics Centaur					1	1	ETHZ
1	CH	GRIMS	46.57814	8.318863			CH			STS2	120					1
1	CH	GRYON	46.25053	7.11106			CH			Trillium 240s_g2	240					1
1	CH	HAMIK	47.25	8.27			CH				1					1
1	CH	HASLI	46.75681	8.15117			CH			STS2	120					1
1	CH	HAUIG	47.66038	7.70018	459	Lörrach, Café Hygge Rechberg	D			TrilliumComp 120s	120					1
1	CH	ILLEZ	46.21934	6.94038			CH			TrilliumComp 120s	120					1
1	CH	JAUN	46.63394	7.29096			CH			Trillium 240g2	240					1
1	CH	LADOL	46.43213	6.131509			CH			Trillium 240g2	240					1
1	CH	LASAR	46.666480	6.490250	615.1	La Sarraz, Réservoir des Aleveys, VD	CH			Nanometrics Trillium Compact 120s	120		Nanometrics Centaur					1	1	ETHZ
1	CH	LAUCH	46.41554	7.771659			CH			Trillium 40s	40					1
1	CH	LAVEY	46.2	7.02			CH				1					1
1	CH	LIENZ	47.2946	9.492699			CH			STS2	120					1
1	CH	LKBD2	46.37454	7.64433			CH			Trillium 240g2	240					1
1	CH	LLS	46.84676	9.00825			CH			STS2	120					1
1	CH	MESRY	46.346559	6.30842		MESRY, Chemin du Plantez	F			TrilliumComp 120s	120					1
1	CH	METMA	47.71217	8.25262			CH			TrilliumComp 120s	120					1
1	CH	MFERR	45.95101	7.11229	1600.6	Prayon, Val Ferret, La Fouly	CH			Streckeisen STS2_gen3	120					1
1	CH	MMK	46.05069	7.964089			CH			STS2.5	120					1
1	CH	MOUTI	47.297520	7.337010	1159.7	Moutier, Reservoir Montange de Moutier, BE	CH			Nanometrics Trillium Compact 120s	120		Nanometrics Centaur					1	1	ETHZ
1	CH	MTI01	47.38	7.17			CH				1					1
1	CH	MTI02	47.37926	7.16525			CH			STS2.5	120					1
1	CH	MTIA1	47.38	7.16			CH				1					1
1	CH	MTIA4	47.38	7.2			CH				1					1
1	CH	MUGIO	45.92184	9.04171			CH			STS2	120					1
1	CH	MUO	46.96764	8.63706			CH			STS2	120					1
1	CH	MUTEZ	47.50647	7.64884		Muttenz, alter Steinbruch Paradies / Bunker	CH			TrilliumComp 120s	120					1
1	CH	NALPS	46.59512	8.748279			CH			Trillium 240g2	240					1
1	CH	OTTER	47.58	7.6			CH				1					1
1	CH	PANIX	46.82574	9.111708			CH			STS2.5	120					1
1	CH	PERON	46.19107	5.90792			CH			Trillium Compact 120s	120					1
1	CH	PLONS	47.04921	9.38076			CH			Trillium 240g2	240					1
1	CH	ROMAN	47.5643	9.336009			CH			Trillium Borehole120	120					1
1	CH	ROTHE	47.47612	7.92093			CH			TrilliumComp 120s	120					1
1	CH	SAARA	47.39	8.04			CH				1					1
1	CH	SAIG	46.32	6.97			CH				1					1
1	CH	SAIRA	47.30266	7.08645			CH			TrilliumComp 120s	120					1
1	CH	SALAN	46.14415	6.97302			CH			STS2.5	120					1
1	CH	SALEV	46.06018	6.097039			CH			TrilliumComp 120s	120					1
1	CH	SALTS	46.88	8.64			CH				1					1
1	CH	SAPK	47.33	9.4			CH				1					1
1	CH	SARC	46.21	7.26			CH				1					1
1	CH	SARD	46.78	10.2			CH				1					1
1	CH	SARE	47.51	9.43			CH				1					1
1	CH	SARK	46.89	8.24			CH				1					1
1	CH	SAUR	47.53	7.72			CH				1					1
1	CH	SAVIG	46.06592	5.973429			CH			TrilliumComp 120s	120					1
1	CH	SAYF2	46.29	7.42			CH				1					1
1	CH	SBAF	47.58	7.59			CH				1					1
1	CH	SBAJ2	47.57	7.58			CH				1					1
1	CH	SBAK	47.57	7.59			CH				1					1
1	CH	SBAM2	47.56	7.59			CH				1					1
1	CH	SBAP	47.57	7.56			CH				1					1
1	CH	SBAS	47.19	8.52			CH				1					1
1	CH	SBAV	47.56	7.61			CH				1					1
1	CH	SBAW	47.55	7.6			CH				1					1
1	CH	SBERN	46.95	7.44			CH				1					1
1	CH	SBGN	46.63	9.75			CH				1					1
1	CH	SBIK	47.13	7.25			CH				1					1
1	CH	SBIS2	47.54	7.58			CH				1					1
1	CH	SBRS	46.32	7.98			CH				1					1
1	CH	SBUA2	47.16	9.47			CH				1					1
1	CH	SBUB	47.15	9.43			CH				1					1
1	CH	SBUH	47.17	9.47			CH				1					1
1	CH	SBUL	46.63	7.05			CH				1					1
1	CH	SBUS	46.98	8.42			CH				1					1
1	CH	SCAS2	46.16	8.61			CH				1					1
1	CH	SCEL	46.51	9.86			CH				1					1
1	CH	SCHAT	46.83	6.84			CH				1					1
1	CH	SCHK	46.79	9.54			CH				1					1
1	CH	SCHS	47.71	8.64			CH				1					1
1	CH	SCOD	46.47	7.13			CH				1					1
1	CH	SCOU	46.85	7.1			CH				1					1
1	CH	SCRM	46.32	7.49			CH				1					1
1	CH	SCUC	46.8	10.3			CH				1					1
1	CH	SCUG	46.86	9.52			CH				1					1
1	CH	SDAK	46.8	9.83			CH				1					1
1	CH	SDES	47.37	7.34			CH				1					1
1	CH	SEFS	46.82	8.65			CH				1					1
1	CH	SEMOS	46.07	6.93			CH				1					1
1	CH	SENGL	46.82	8.41			CH				1					1
1	CH	SENIN	46.36334	7.29938			CH			STS2.5	120					1
1	CH	SEPFL	46.52	6.57			CH				1					1
1	CH	SFEL	47.53	8.23			CH				1					1
1	CH	SFRA	47.5	7.71			CH				1					1
1	CH	SFRS	46.58	7.66			CH				1					1
1	CH	SFRU	46.79	7.16			CH				1					1
1	CH	SGAK	46.32	7.74			CH				1					1
1	CH	SGEV	46.2	6.14			CH				1					1
1	CH	SGLK	47.04	9.07			CH				1					1
1	CH	SGRA	46.19	7.84			CH				1					1
1	CH	SGT00	47.42	9.31			CH				1					1
1	CH	SGWS	46.6242	8.0257	951.6	Grindelwald Schwimmbad	CH			Episensor	1					1
1	CH	SHEK	47.42	9.63			CH				1					1
1	CH	SHER	46.19	7.4			CH				1					1
1	CH	SIEB	46.3	7.54			CH				1					1
1	CH	SIMPL	46.23962	8.019579			CH			Trillium 240g2	240					1
1	CH	SINS	46.69	7.86			CH				1					1
1	CH	SIOO	46.23	7.38			CH				1					1
1	CH	SIOV	46.24	7.36			CH				1					1
1	CH	SIZS	46.77	9.21			CH				1					1
1	CH	SKAF	47.54	7.72			CH				1					1
1	CH	SKEK	46.9	8.28			CH				1					1
1	CH	SKLW	47.46	8.57			CH				1					1
1	CH	SKRK	47.65	9.18			CH				1					1
1	CH	SLCF	47.08	6.79			CH				1					1
1	CH	SLE	47.76449	8.492359			CH			STS2.5	120					1
1	CH	SLENK	46.46	7.44			CH				1					1
1	CH	SLIES	47.48764	7.73226	313.3	Liestal Spital	CH			Episensor	1					1
1	CH	SLOP	46.16	8.79			CH				1					1
1	CH	SLTM2	46.92	9			CH				1					1
1	CH	SLUB	47.06	8.31			CH				1					1
1	CH	SLUK	47.05	8.31			CH				1					1
1	CH	SLUW	47.05	8.32			CH				1					1
1	CH	SMAO	46.1	7.07			CH				1					1
1	CH	SMEIS	46.73	8.19			CH				1					1
1	CH	SMELS	47.05	9.43			CH				1					1
1	CH	SMFL	47.21	9.55			CH				1					1
1	CH	SMOE	46.67	6.8			CH				1					1
1	CH	SMZW	47.55	7.65			CH				1					1
1	CH	SNES2	47	6.95			CH				1					1
1	CH	SNIB	46.18	7.8			CH				1					1
1	CH	SNTZ	46.32	7.99			CH				1					1
1	CH	SOLB	47.21	7.52			CH				1					1
1	CH	SOLZ	47.21	7.54			CH				1					1
1	CH	SONUG	46.22761	6.13882	434.6	Office des Nations Unies à Genève (ONUG)	CH			Episensor	1					1
1	CH	SRENH	46.378	6.91908	375.5	Rennaz Hôpital	CH			Episensor	1					1
1	CH	SRER	47.51	7.6			CH				1					1
1	CH	SRFW	47.55	7.81			CH				1					1
1	CH	SRHB	47.57	7.62			CH				1					1
1	CH	SRHE	47.59	7.65			CH				1					1
1	CH	SRHH	47.58	7.65			CH				1					1
1	CH	SSCN	47.53	7.67			CH				1					1
1	CH	SSTS	46.96	8.36			CH				1					1
1	CH	STAF	46.81	7.22			CH				1					1
1	CH	STEIN	47.66974	8.86899	543		CH			Nanometrics Trillium Compact 120s	120					1
1	CH	STGK	47.42	9.38			CH				1					1
1	CH	STHK	46.74	7.63			CH				1					1
1	CH	STIEG	47.5	8.65			CH				1					1
1	CH	STRW	47.12	9.55			CH				1					1
1	CH	STSP	46.63	10.33			CH				1					1
1	CH	STSW2	46.35	7.43			CH				1					1
1	CH	SULZ	47.52752	8.111869			CH			STS2	120					1
1	CH	SUSI	46.01	8.96			CH				1					1
1	CH	SVAM	46.69	9.53			CH				1					1
1	CH	SVBE	46.09583	7.22257	1450.8	Verbier Ecole	CH			Episensor	1					1
1	CH	SVEJ	46.46	6.84			CH				1					1
1	CH	SVIL	46.29	7.89			CH				1					1
1	CH	SVIO	46.29	7.88			CH				1					1
1	CH	SVIT	46.29	7.88			CH				1					1
1	CH	SWAS	47.12	9.31			CH				1					1
1	CH	SWERG	47.17139	9.45983	446.2	Werdenberg Gunten	CH			Episensor	1					1
1	CH	SWIK	47.46	9.03			CH				1					1
1	CH	SWIM	47.20475	9.35224	1097.5	Wildhaus, Mehrzweckhalle	CH			Episensor	1					1
1	CH	SWIS	47.51	8.73			CH				1					1
1	CH	SWYZ	47.02	8.65			CH				1					1
1	CH	SYVP	46.77	6.64			CH				1					1
1	CH	SZEK	46.02	7.75			CH				1					1
1	CH	SZER	46.7	10.1			CH				1					1
1	CH	SZIM	46.15	7.62			CH				1					1
1	CH	SZUZ	47.38	8.53			CH				1					1
1	CH	SZWD2	46.55	7.37			CH				1					1
1	CH	TORNY	46.77362	6.958739			CH			STS2	120					1
1	CH	TRULL	47.6487	8.68161	525	Truellikon	CH			Streckeisen STS2_gen2	120					1
1	CH	VANNI	46.21005	7.596779			CH			Trillium 40s	40					1
1	CH	VDL	46.48317	9.44956			CH			STS2	120					1
1	CH	VDR	46.2061	9.16648	920	Val di Roggiasca	CH		CH	STS2.5	120					1
1	CH	VINZL	46.451750	6.278150			CH			Trillium Compact 120s	120					1
1	CH	VMV	46.42309	9.02207	992	Val Malvaglia	CH			Streckeisen STS2_gen3	120					1
1	CH	WALHA	47.7528	9.1231			D			TrilliumComp 120s	120					1
1	CH	WEIN	47.53	8.99			CH				1					1
1	CH	WEIN2	47.52976	8.98681	557	Weingarten, Reservoir Immenberg, Lommis TG	CH			Streckeisen STS2_gen2	120					1
1	CH	WGT	47.09837	8.92525			CH			STS2.5	120					1
1	CH	WILA	47.41465	8.907529			CH			STS2	120					1
1	CH	WIMIS	46.66487	7.62418			CH			STS2	120					1
1	CH	WOLEN	46.99777	7.3688			CH			Trillium Borehole120	120					1
1	CH	ZUR	47.36921	8.58088			CH			STS2	120					1
1	CL	AGEO	38.26488	22.06354	17	Agios_Giorgios-Dimos_Aigialias	GR			SP	1	1					1
1	CL	AGRP	38.3959	21.72277	282	Agrapidokambos-Dimos_Nafpaktias	GR			CMG40T 30s	30	1					1
1	CL	AIOA	38.19386	22.05873	198	Agios_Ioannis-Dimos_Aigialias	GR			L22-D	1	1					1
1	CL	DIMT	38.24676	22.04364	152	Dimos Aigialias	GR			LE-3D	1					1
1	CL	MALA	38.39341	21.87263	1	Malamata-Dimos_Doridos	GR			CMG-SP1 borehole	30	1					1
1	CL	MG04	38.414174	21.948053	144.5	Magoula-Dimos_Doridos	GR			Trillium 40	40					1
1	CL	MG06	38.412867	21.946234	144.9	Magoula-Dimos_Doridos	GR			Trillium 40	40					1
1	CL	PANR	38.37352	22.24975	149	Panormos-Dimos_Delfon	GR			L22-E	1	1					1
1	CL	PSAM	38.321825	22.184363	59	Psaromita_multiparametre-Dimos_Doridos	GR			CMG-40T 30s	30	1					1
1	CL	PSAR	38.33194	22.17519	117	Psaromita-Dimos_Doridos	GR			L22-E	1	1					1
1	CL	PYRG	38.41021	22.0168	596	Pyrgos-Dimos_Doridos	GR			L22-E	1	1					1
1	CL	ROD3	38.30811	21.89204	448	Rodini-Dimos_Aigialias	GR			CMG-40T 30s	30	1					1
1	CL	TEME	38.23165	22.11811	15	Temeni-Dimos_Aigialias	GR			L22-E	1	1					1
1	CL	TRIZ	38.36543	22.07272	59	Trizonia-Dimos_Doridos	GR			STS2	120					1
1	CL	ZIRI	38.30519	21.94761	506	Ziria-Dimos_Aigialias	GR			Noemax	1	1					1
1	CR	BATN	45.854202	18.847760	205	Batina muzej	HR			MBB2	120		Quanterra Q8			CSS		1	0				since May 2023
1	CR	BRJN	44.905732	13.750296	26	Brijuni	HR	Underground shelter	Concrete	STS-2	60		Quanterra Q330					1	ODC	1	1
1	CR	BSKA	44.972003	14.751474	19	Baška, Krk	HR			CMG-40TDE	30	1				CSS			0				30s - 50Hz
1	CR	CACV	43.608877	16.784453	200	CACVINA	HR			CMG-40TD	30	1				CSS			0				30s - 50Hz
1	CR	DBRK	42.669083	18.14687	293	Dubrovnik	HR	Free field	Bedrock	CMG-40T/30	30	1					1	ODC	1	1
1	CR	DUGI	43.99191	15.05747	299	Dugi Otok	HR	Free field	Concrete	CMG-3ESPC	60					0		0	0
1	CR	HVAR	43.1776	16.4488	217	Hvar	HR	Urban free field	Concrete	3ESPC	60					1	ODC	1	1	closed
1	CR	KALN	46.131166	16.455717	580	Kalnik	HR	Free field	Bedrock	CMG-40T/30	60					0		1	1
1	CR	KIJV	44.004883	16.404696	471	Kijevo	HR	Free field	Concrete pier	CMG-40T/30	30	1					0		1	1
1	CR	KSY	44.688436	15.270319	540	Kosinj	HR			CMG-40T	30	1				CSS			0				30s - 50Hz
1	CR	LOBO	46.1551	16.0686	372	Lobor	HR			CMG-40T	30	1				CSS			0				30s - 50Hz
1	CR	LSTV	42.768552	16.891928	130	Lastovo	HR	Free field	Bedrock	CMD-40TD	30	1					0		1	1
1	CR	MAKA	43.287712	17.019674	45	Makarska	HR	Urban free field	Concrete	CMG-6TD	30	1					0		1	1
1	CR	MORI	43.866017	15.707297	140	Morići	HR	Free field	Concrete	CMG-3ESP/60	60					1	ODC	1	1
1	CR	MOSL	45.6135	16.7544	480	Moslavačka gora	HR	Free field	Concrete	3ESP	60					1	ODC	1	1
1	CR	NVLJ	44.56347	14.87105	8	Novalja	HR	Urban free field	Concrete	CMG-40T/30	30	1					0	ODC	1	1
1	CR	OZLJ	45.61527	15.467266	155	Ozalj	HR	Free field	Concrete	CMG-40T/30	30	1					1	ODC	1	1
1	CR	PLIT	44.878389	15.623055	616	Plitvice	HR	Free field	Concrete	3ESP	60					0	ODC	1	1
1	CR	PTJ	45.907328	15.968193	994	Puntijarka	HR	Free field	Concrete	CMG-3ESP/60	60					0		1	1
1	CR	RIC	43.4944	17.133	431	Ricice	HR	Free field	Bedrock	CMG-3ESPC	60					0		1	1
1	CR	RIY	45.325086	14.483006	183	Rijeka	HR	Building	Concrete	CMG-40T/30	30	1					1	ODC	1	1
1	CR	SAVD	45.494952	13.501932	14	Savudrija	HR			CMG-40TD	30	1				CSS			0	ODC			30s - 50Hz
1	CR	STA	42.6007	18.31235	465	Stravca	HR			GMG-40T	30	1				CSS			0				30s - 50Hz
1	CR	STON	42.8716	17.6999	4	Ston	HR	Free field	Concrete	CMG-40T/30	30	1					1	ODC	1	0
1	CR	UDBI	44.531422	15.769351	832	Udbina	HR	Building	Concrete	CMG-40T/30	30	1					0	ODC	1	1
1	CR	VALP	45.66	18.42			HR					2					0				planned station in Valpovo
1	CR	VENJ	45.436024	17.848056	412	Venje	HR			CMG-3ESPC	120					CSS			0	ODC			120s-50Hz
1	CR	ZAG	45.827084	15.98687	179	Zagreb	HR	Building	Concrete	CMG-40T/30	30	1					1	ODC	1	1
1	CR	ZAGB	45.826997	15.986949	179	Zagreb posthole	HR			Posthole Radian	120					CSS			0				120s-200Hz
1	CR	ZIRJ	43.654255	15.643891	107	Źirje	HR	Underground shelter	Concrete	LE-3D/20s	20	1					0		0	0
1	CSNU	BERU	48.2336	22.6464	160	Beregovo	UA			SM-3KV	5	1					0		0
1	CSNU	BRIU	48.338	23.0203	160	Brid	UA			SM-3KV	5	1					0		0
1	CSNU	CHR	48.2975	25.9217	300	Chernivtsi	UA			SKD Kirnos	15	1					0		0
1	CSNU	HOLU	48.52705	22.38442	168	Kholmets	UA			SM-3KV	5	1					0		0
1	CSNU	HORU	49.2138	26.4263	340	Gorodok	UA			SM-3KV	5	1					0		0
1	CSNU	KMPU	48.563	26.46	121	Kamyanec-Podilsk	UA			SKD Kirnos	15	1					0		0
1	CSNU	KORU	48.1573	23.1339	160	Korolevo	UA			SM-3KV	5	1					0		0
1	CSNU	KSV	48.3137	25.0648	450	Kosiv	UA			SKD Kirnos	15	1					0		0
1	CSNU	LVV	49.8186	24.0318	320	Lviv	UA			CMG-40T	30	1					0		0
1	CSNU	MEZ	48.512	23.5121	470	Mizhgirya	UA			SKD Kirnos	15	1					0		0
1	CSNU	MORS	49.124	23.876	260	Morshyn	UA			SM-3KV	5	1					0		0
1	CSNU	MUKU	48.4536	22.6874	125	Mukachevo	UA			SM-3KV	5	1					0		0
1	CSNU	NDNU	48.5947	27.3664	242	Novodnistrovsk	UA			SM-3KV	5	1					0		0
1	CSNU	NSLU	48.1976	23.4571	250	Nyzhne Selyshche	UA			SM-3KV	5	1					0		0
1	CSNU	RAKU	48.0259	24.1663	440	Rahiv	UA			SKD Kirnos	15	1					0		0
1	CSNU	SHIU	49.2234	23.3621	600	Shidnytsya	UA			SM-3KV	5	1					0		0
1	CSNU	STAU	48.7106	24.5014	391	Starunya	UA			SM-3KV	5	1					0		0
1	CSNU	STZU	49.0159	22.6212	370	Stuzhycya	UA			SM-3KV	5	1					0		0
1	CSNU	TRSU	48.095	22.957	120	Trosnyk	UA			SM-3KV	5	1					0		0
1	CSNU	UZH	48.6289	22.2908	160	Uzhgorod	UA			SKD Kirnos	15	1					0		0
0	CZ	ACDC	50.63	16.0863	654	Adršpach	CZ			GURALP CMG-40T-30S	30		SeisLogger-310			IRSM	Dana Křížová, Josef Vlček	1	0				from 24.11.2021
0	CZ	BEDC	50.7893	15.1698	672	Bedřichov	CZ			CMG-40T	30		EE&S					0
0	CZ	CHVC	50.588100	16.054700	580	Chvalec	CZ			STS25	120		RUP					1			1
1	CZ	CKRC	48.819890	14.309550	500	Cesky Krumlov	CZ			STS25	120		RUP					1			1
1	CZ	DPC	50.350200	16.322200	748	Dobruska/Polom	CZ			STS1 + FBA	360		Q330HR					1			1
0	CZ	HSKC	50.607200	13.431700	590	Hora Sv.Kateriny	CZ			STS2	120		Q330S					1			1
1	CZ	JAVC	48.859100	17.670700	827	Velka Javorina	CZ			STS2	120		Q380					1			1
1	CZ	KHC	49.130900	13.578200	700	Kasperske Hory	CZ			STS2 + Le-3D	120		Q330S					1			1
1	CZ	KRLC	50.096600	16.834100	614	Kraliky	CZ			CMG-3ESP	120		ED&SC					1			1
1	CZ	KRUC	49.061900	16.395200	341	Moravsky Krumlov	CZ			STS2 + Episensor+Sercel L-4-3D	120		Q330S					1			1
0	CZ	LACW	50.049700	12.624000	838	Lazy	CZ			STS-2	120		NM			GFU			0
1	CZ	MAUC	49.3655	17.8278	659	Maruška	CZ			CMG-3ESP	30					IG CAS CZ		1	1
1	CZ	MORC	49.776800	17.542500	742	Moravsky Beroun	CZ			STS2	120		Q330HR					1			1
0	CZ	NKC	50.233100	12.447900	564	Novy Kostel	CZ			STS2 + FBA	120		Q330S					1			1
1	CZ	OKC	49.834600	18.139900	250	Ostrava/Krasne Pole	CZ			CMG-3ESP + SM-3	120		Q330S					1			1
0	CZ	OSTC	50.556500	16.215600	556	Ostas	CZ			STS2	120		RUP					1			1
1	CZ	PRA	50.070300	14.433100	225	Praha	CZ			CMG-3T	120		DM-24					1			1
0	CZ	PRIC	49.669300	12.678200	740	Přimda	CZ			CMG-3ESPC	60		Q330S+			GFU			0
1	CZ	PRU	49.988300	14.541700	302	Pruhonice	CZ			STS2 + SKM-3	120		Q330S					1			1
0	CZ	PVCC	50.528200	14.568900	311	Panska Ves	CZ			STS2	120		Q330S					1			1
0	CZ	RICC	50.543900	14.097800	270	Richard	CZ			CMG-40T	30		RUP			SURAO/USMH			0
0	CZ	SKAC	50.567800	14.135700	349	Skalice	CZ			CMG-40T	30		RUP			geotermal			0
0	CZ	SKC	50.17	12.361	501	Skalná	CZ			Guralp CMG-3ESPC			Nanometrics Centaur					0
0	CZ	SPLC	50.5765	16.0152	642.5	Slavětín - Pod lesem	CZ			CMG-40T	30					IRSM			0				since 2022
1	CZ	STAC	49.029533	15.299556	627	Stálkov	CZ			STS-2	120		Q330S+					1
1	CZ	STEB	49.934330	17.772800	377	Stěbořice	CZ			LE-3D 5s	5		Gaia			Geonika			0
1	CZ	TREC	49.294800	15.487100	559	Trest	CZ			CMG-3T	120		Q330S					1			1
0	CZ	UPC	50.507400	16.012100	416	Upice	CZ			STS2	120		Q330S					1			1
1	CZ	VRAC	49.308400	16.593300	470	Vranov	CZ			STS2 HG	120		Q330S					1			1
1	CZ	ZVC	49.438900	14.192300	375	Zvíkov	CZ			STS2.5	120		ED+SC					1
0	DZ	OKGL	36.037	0.6561	594	DJEBEL KEF GUELLAL	DZ			RT60Bold	60			100					1	ODC	1	1
0	ES	AFON	38.67	-0.54			E			T40	40					0
0	ES	EBEN2	38.68	-0.19			E					0
0	ES	ECHE	39.59	-0.97			E			T120	120					0
0	ES	ECHI	42.66	0.2			E			G100	100					0
0	ES	ECOL	39.9	0.64			E					0
0	ES	EIBI	39.03	1.34			E			G120	120					0
0	ES	EJON	42.4487	2.8886	570	LA JONQUERA	E			Guralp 10s	10					1		1
0	ES	EMIR	41.91	1.53			E			STS2	120					0
0	ES	EMOS	40.36	-0.47			E			G100	100					0
0	ES	EMUR	37.842201	-1.240499	574	LA MURTA	E			Guralp 10s	10					1		1
0	ES	EPOB	41.35	1.08			E			G100	100					0
0	ES	ERTA	40.96	0.33			E			G120	120					0
0	ES	ESAC	41.72	-0.47			E			Tcom120	120					0
0	ES	ETOS	39.77	2.81			E			Tcom120	120					0
0	ES	VILA	41.182117	1.752517			E			T120	120					0
1	FR	ABJF	45.573975	0.760999		Abjat-sur-Bandiat - 24001 - Dordogne - Nouvelle-Aquitaine	F			Trillium 120PH	120					1
1	FR	ADHE	44.37408	4.76974	88	La Garde-Adhémar	FR			CMG-6T broad band triaxial sensor by Guralp	30					1
1	FR	AGO	46.052000	3.131000		Saint-Agoulin - 63311 - Puy-de-Dome - Auvergne-Rhone-Alpes	F			Trillium 120PH	120					1
1	FR	AJAC	41.927900	8.763000		Ajaccio - 2A004 - Corse-du-Sud - Corse - France	F			CMG3-ESPC	60					1
1	FR	ARBF	43.491700	5.332500		technopole de l'Arbois - 13001, Aix-en-Provence - Bouches-	F			STS2	120					1
1	FR	ARTF	43.588200	5.806700		Artigues - 83006 - Var - Provence-Alpes-Cote d'Azur - Fran	F			Trillium 120PH	120					1
1	FR	ASEAF	42.801468	5.984018	-2421	Antares	F			CMG3-T broad band triaxial sensor by Guralp	360		DM24 data acquisition system by Guralp					1	1	RESIF
0	FR	ATE	43.085800	-0.700700		Arette - 64040 - Pyrenees-Atlantiques - Nouvelle-Aquitaine	F			STS2	120					1
1	FR	BALS	44.519686	3.451818		Balsieges - 48016 - Lozere - Occitanie - France	F			Trillium 120PH	120					1
1	FR	BANN	44.368900	4.156300		fort de Banne - 07024, Banne - Ardeche - Auvergne-Rhone-Al	F			Trillium Compact	120					1
0	FR	BARI	49.566	3.312		Barisis-aux-Bois	F			T120PH	120					1
0	FR	BEGF	47.614444	-2.261926		Beganne - 56011 - Morbihan - Bretagne - France	F			Trillium 120PH	120					1
0	FR	BESN	49.374499	-1.614326		Besneville	F			TRILLIUM-120QA	120					1
0	FR	BETHI	49.241717	5.227764	201	Béthincourt	F			TRILLIUM-120PH broad band triaxial sensor by Nanometrics	120					1				june 2021
0	FR	BETS	48.893570	7.924290		Betschdorf - 67339 - Bas-Rhin - Grand Est - France	F			Trillium Compact	120					1
0	FR	BIMF	47.326646	-3.201572		Bangor	F			TRILLIUM-120PH	120					1
1	FR	BLAF	43.951000	6.045000		Les Blancs - 04077, Entrevennes - Alpes-de-Haute-Provence	F			Mini Metrozet	120					1				poor quality
1	FR	BOUC	47.246936	6.256064		Bouclans - 25078 - Doubs - Bourgogne-Franche-Comte - France	F			Trillium 120PH	120					1
0	FR	BOUF	47.160519	-1.638081		Bouguenais - 44020 - Loire-Atlantique - Pays de la Loire -	F			Trillium 120PH	120					1
1	FR	BRGF	45.9568	1.7711		Bourganeuf	F			T120PH	120					1
0	FR	BSCF	46.804442	0.982288		Bossay-sur-Claise	F			T120PH	120					1
1	FR	BSTF	43.800900	5.643300		La Bastide-des-Jourdans - 84009 - Vaucluse - Provence-Alpe	F			CMG3-ESPC	60					1
1	FR	CALF	43.752800	6.921800		plateau de Calern - 06037, Caussols - Alpes-Maritimes - Pr	F			STS2	120					1
0	FR	CAMF	48.269100	-4.614700		Camaret-sur-Mer - 29022 - Finistere - Bretagne - France	F			Trillium 120QA	120					1
0	FR	CARF	42.714900	2.104600		Carcanieres - 09078 - Ariege - Occitanie - France	F			Trillium 120QA	120					1
1	FR	CFF	45.763000	3.111000		63014, Aubiere - Puy-de-Dome - Auvergne-Rhone-Alpes - Fran	F			STS2	120					1
1	FR	CHA2	45.120239	5.898528		Chamrousse	F			L4-C1Hz	1					1
1	FR	CHAMO	45.914306	6.860238	1030	Chamonix-Mont-Blanc	F			TRILLIUM-Compact	120		CENTAUR					1	1	RESIF
0	FR	CHIF	46.133460	-0.407670		Chize - 79090 - Deux-Sevres - Nouvelle-Aquitaine - France	F			STS2	120					1
1	FR	CHLF	46.5581	3.8445		Chalmoux	F			T120PH	120					1
1	FR	CHMF	47.248400	6.651700		Charmoille - 25125 - Doubs - Bourgogne-Franche-Comte - Fra	F			STS2	120					1
0	FR	CIEL	48.832627	7.363752		Vacanciel - 67103, Dossenheim-sur-Zinsel - Bas-Rhin - Gran	F			Trillium Compact	120					1
1	FR	CLAF	43.135000	3.090000		montagne de la Clape - 11170, Gruissan - Aude - Occitanie	F			Trillium 120PH	120					1
0	FR	CLEV	48.549	1.389217		Clévilliers	F			T120PH	120					1
0	FR	CLF	48.0258	2.26	145	Chambon-la-Forêt	F			STS2	120					1
0	FR	CLMF	45.522645	-0.195658		Criteuil-la-Magdeleine	F			T120PH	120					1
1	FR	CMPS	45.435	2.932	1120	Compains	F			TRILLIUM-120PH broad band triaxial sensor by Nanometrics	120					1				june 2021
1	FR	COLF	45.500400	3.693700		Collangettes - 63081, Champetieres - Puy-de-Dome - Auvergn	F			Trillium 120PH	120					1
1	FR	COURM	45.820336	6.963495	1503	Courmayeur	F			CMG-6T broad band triaxial sensor by Guralp	30		CENTAUR data acquisition system by Nanometrics					1	1	RESIF
0	FR	CRAS	43.721000	0.729200		Crastes - 32112 - Gers - Occitanie - France	F			Trillium 120PH	120					1
1	FR	CREF	44.549600	6.621900		Crevoux - 05044 - Hautes-Alpes - Provence-Alpes-Cote d'Azu	F			L4-C	1					1
0	FR	CRNF	47.134922	-0.649783		Coron	F			T120PH	120					1
0	FR	CSCF	47.643773	1.614804	84	Crouy-sur-Cosson	F			TRILLIUM-120PH	120		Centaur					1
0	FR	CURIE	48.8445	2.3558		batiment-Curie	F			T120QA	120					1
0	FR	DAUF	47.66027	-0.352634	45	Daumeray	F			TRILLIUM-120PH broad band triaxial sensor by Nanometrics	120					1				june 2021
0	FR	DOU	50.095800	4.595000		Dourbes - Viroinval - Namur - Wallonie - Belgique	F			STS2	120					1
0	FR	DUNF	43.025000	1.809000		Dun - 09107 - Ariege - Occitanie - France	F			Trillium 120PH	120					1
1	FR	EILF	43.547900	7.131200		villa Eilenroc - 06004, Antibes - Alpes-Maritimes - Proven	F			CMG-40T	30					1
1	FR	ENAUX	44.109500	6.777500		Enaux - 06160, Villeneuve-d'Entraunes - Alpes-Maritimes -	F			Trillium 120PH	120					1
1	FR	ESCA	43.831000	7.374400		L'Escarene - 06057 - Alpes-Maritimes - Provence-Alpes-Cote	F			CMG-40T	60					1
1	FR	FAHY	47.505456	5.463089		Fahy-les-Autrey	F			T120PH	120					1
0	FR	FILF	42.560200	2.417100		Fillols - 66078 - Pyrenees-Orientales - Occitanie - France	F			Trillium 120PA	120					1
0	FR	FNEB	42.903100	2.106400		Nebias - 11263 - Aude - Occitanie - France	F			Trillium 120PA	120					1
1	FR	FOURG	47.104272	5.810501		Fourg - 25253 - Doubs - Bourgogne-Franche-Comte - France	F			Trillium 120PH	120					1
1	FR	FRNF	45.385000	2.563000		Fournols - 15038, Champs-sur-Tarentaine-Marchal - Cantal -	F			Trillium 120PH	120					1
1	FR	GARF	46.5152	1.5912		Gargilesse-Dampierre	F			T120PH	120					1
0	FR	GENF	42.823300	1.572300		Genat - 09133 - Ariege - Occitanie - France	F			Trillium 120PH	120					1
0	FR	GIZF	47.407581	0.197751		Gizeux - 37112 - Indre-et-Loire - Centre-Val de Loire - Fr	F			Trillium 120PH	120					1
0	FR	GNEF	46.104732	0.328908		Genouille	F			T120PH	120					1
0	FR	GOTF	49.01702	0.738604	150	Mesnil-en-Ouche	F			TRILLIUM-120PH	120		Centaur					1
1	FR	GRN	45.241300	5.743900		38185, Corenc - Isere - Auvergne-Rhone-Alpes - France	F			Trillium 120QA	120					1
0	FR	GUEF	47.887400	-2.634031		Guehenno - 56071 - Morbihan - Bretagne - France	F			Trillium 120PH	120					1
1	FR	GZNF	46.173861	2.200888	392		F			TRILLIUM-120PH broad band triaxial sensor by Nanometrics	120					1				sep 2021
0	FR	HARD	49.304748	1.943945	151	Hardivillers-en-Vexin	F			TRILLIUM-120PH broad band triaxial sensor by Nanometrics	120					1				febr 2021
0	FR	HELF	50.70492	2.24139		Helfaut	F			T120QA	120					1
0	FR	HOHE	48.658742	7.484304		Hohengoeft - 67208 - Bas-Rhin - Grand Est - France	F			Trillium 120PH	120					1
1	FR	HOUCH	45.899671	6.769854	1152	Les Houches	F			CMG-6T broad band triaxial sensor by Guralp	30		CENTAUR data acquisition system by Nanometrics					1	1	RESIF
1	FR	HRSF	46.52	2.701		Hérisson	F			T120PH	120					1
1	FR	ILLF	47.683438	7.254296		Illfurth - 68152 - Haut-Rhin - Grand Est - France	F			Trillium Compact	120					1
0	FR	ILLK	48.515992	7.716819		Illkirch-Graffenstaden - 67218 - Bas-Rhin - Grand Est - Fr	F			Trillium 120PH	120					1
0	FR	IRAF	43.033533	-1.037053		les chalets d'Iraty - 64316, Larrau - Pyrenees-Atlantiques	F			Trillium 120PH	120					1
1	FR	ISO	44.184000	7.050000		Isola - 06073 - Alpes-Maritimes - Provence-Alpes-Cote d'Az	F			STS2	120					1
1	FR	JAUF	44.429000	6.748800		Jausiers - 04096 - Alpes-de-Haute-Provence - Provence-Alpe	F			L4-C	1					1
0	FR	LABF	43.045900	0.072700		Labassere - 65238 - Hautes-Pyrenees - Occitanie - France	F			Trillium 120QA	120					1
1	FR	LAJAS	43.969837	3.221365		La Jasse - 12115, L'Hospitalet-du-Larzac - Aveyron - Occit	F			STS2	120					1
0	FR	LATF	43.235	1.309		Latrape	F			T120PH	120					1
1	FR	LBL	45.232000	3.247000		Lubilhac - 43125 - Haute-Loire - Auvergne-Rhone-Alpes - Fr	F			Trillium 120PH	120					1
0	FR	LEMB	49.033895	7.758909		Lembach - 67263 - Bas-Rhin - Grand Est - France	F			Trillium Compact	120					1
1	FR	LEPF	43.5235	5.7025		Légion-Etrangere	F			L4-C Mark	1					1
1	FR	LEUC	44.760550	2.554120		Leucamp - 15103 - Cantal - Auvergne-Rhone-Alpes - France	F			Trillium 120QA	120					1
0	FR	LGIF	46.457244	-1.405616	15	Le Givre	F			TRILLIUM-120PH	120					1
0	FR	LOCF	48.678699	-3.673245		Locquirec - 29133 - Finistere - Bretagne - France	F			Trillium 120PH	120					1
0	FR	LOUF	48.676406	-1.285974		Saint-Loup - 50505 - Manche - Normandie - France	F			Trillium 120PH	120					1
0	FR	LRVF	44.947800	-0.310000		La Riviere - 33356 - Gironde - Nouvelle-Aquitaine - France	F			STS2	120					1
0	FR	MANO	48.827746	5.922544		Manonville - 54348 - Meurthe-et-Moselle - Grand Est - Fran	F			Trillium 120PH	120					1
1	FR	MCECU	42.3337	9.158	742	Monte Cecu	F			TRILLIUM-120PH	120		CENTAUR					1	RESIF
0	FR	MELF	42.871700	0.757500		Melles - 31337 - Haute-Garonne - Occitanie - France	F			Trillium 120PH	120					1
0	FR	MERIC	49.898363	1.948057	115	Méricourt-en-Vimeu	F			TRILLIUM-120PH broad band triaxial sensor by Nanometrics	120					1				mar 2021
1	FR	MFC	43.967100	6.919700	999	Puget-Rostang	F			CMG3-ESPC broad band triaxial sensor by Guralp	120		D6BB data acquisition system by Staneo					1	1	RESIF
1	FR	MIGAL	43.079525	6.033356	105	Le Pradet	F			STS2	120					1
0	FR	MLS	42.957800	1.094700		Moulis - 09214 - Ariege - Occitanie - France	F			Trillium 240	240					1
1	FR	MLYF	43.988000	5.767500		le Clot de Melly - 04088, Forcalquier - Alpes-de-Haute-Pro	F			Trillium Compact	120					1
0	FR	MLZA	43.828328	-0.127342		Monlezun-d'Armagnac - 32274 - Gers - Occitanie - France	F			Trillium 120PH	120					1
0	FR	MOLES	47.930663	4.391931	283	Molesmes	F			TRILLIUM-120PH broad band triaxial sensor by Nanometrics	120					1				apr 2021
1	FR	MON	43.730343	7.424688		Monaco	F			CMG-3ESPC	60					1
1	FR	MONQ	44.367600	1.195300		Montcuq - 46201 - Lot - Occitanie - France	F			Trillium 240	240					1
1	FR	MORSI	42.953000	9.363000		Morsiglia - 2B170 - Haute-Corse - Corse - France	F			Trillium 120PH	120					1
0	FR	MTNF	48.27218	-0.845851		Montenay	F			T120PH	120					1
1	FR	MUG01	43.398667	7.863	-2361	MUG OBS en face de Monaco	FR			TRILLIUM-Compact broad band triaxial sensor by Nanometrics	120					1
1	FR	MVIF	43.896000	7.153000		Mont-Vial - 06145, Tourette-du-Chateau - Alpes-Maritimes -	F			Trillium Compact	120					1
0	FR	NEEW	48.955972	8.104039		Neewiller - 67315, Neewiller-pres-Lauterbourg - Bas-Rhin -	F			Trillium Compact	120					1
0	FR	NEUF	49.325863	6.025492		Neufchef - 57498 - Moselle - Grand Est - France	F			Trillium 120QA	120					1
1	FR	NIMR	43.680200	7.202760	11.5	Nice	F			CMG40-T	60					1
1	FR	NOCA	43.72633	7.29985		Observatoire-de-la-Cote-dAzur	F			LE-3D	1					1
1	FR	OG02	46.154234	6.220211		74185, Monnetier-Mornex - Haute-Savoie - Auvergne-Rhone-Al	F			Trillium 120QA	120					1
1	FR	OG35	46.044786	5.571813		01080, Champdor-Corcelles - Ain - Auvergne-Rhone-Alpes	F			Trillium 240	240					1
1	FR	OGAG	44.787840	6.539745		L'Argentiere-la-Bessee - 05006 - Hautes-Alpes - Provence-A	F			Trillium 240	240					1
1	FR	OGCB	44.850137	5.096536		Combovin - 26100 - Drome - Auvergne-Rhone-Alpes - France	F			Trillium 120PH	120					1
1	FR	OGCC	44.429092	5.549892		col des Casset - 05024, Valdoule - Hautes-Alpes - Provence	F			Trillium 120PH	120					1
1	FR	OGCE	44.675600	6.772400		Ceillac - 05026 - Hautes-Alpes - Provence-Alpes-Cote d'Azu	F			L4-C	1					1
1	FR	OGCN	45.153917	5.088972		Le Chalon - 26068 - Drome - Auvergne-Rhone-Alpes - France	F			Trillium 120PH	120					1
1	FR	OGCY	45.472393	6.712353	2220		F			TRILLIUM-120PH	120					1				june 2021
1	FR	OGDF	44.556977	5.069002		Dieulefit - 26114 - Drome - Auvergne-Rhone-Alpes - France	F			Trillium 120PH	120					1
1	FR	OGDI	44.109300	6.225300		Digne-les-Bains - 04070 - Alpes-de-Haute-Provence - Proven	F			Trillium 120PA	120					1
1	FR	OGGL	45.878365	4.611435		les-carrieres-de-Glay	F			T120PH	120					1
1	FR	OGJA	44.910273	6.709738		fort-Janus	F			STS2	120					1
1	FR	OGLC	44.370300	6.074000		Le Caire - 04037 - Alpes-de-Haute-Provence - Provence-Alpe	F			Trillium 120PH	120					1
1	FR	OGMO	45.208650	6.683080		Modane - 73157 - Savoie - Auvergne-Rhone-Alpes - France	F			Trillium Compact	120					1
1	FR	OGMY	45.881011	5.889317		Moye - 74192 - Haute-Savoie - Auvergne-Rhone-Alpes - France	F			Trillium 120PH	120					1
1	FR	OGRV	46.345900	4.752200		La Roche-Vineuse - 71371 - Saone-et-Loire - Bourgogne-Fran	F			STS2	120					1
1	FR	OGS1	45.060788	5.804670		Sechilienne - 38478 - Isere - Auvergne-Rhone-Alpes - France	F			Trillium Compact	120					1
1	FR	OGS2	45.064487	5.801324		Sechilienne - 38478 - Isere - Auvergne-Rhone-Alpes - France	F			Trillium Compact	120					1
1	FR	OGS3	45.069510	5.806072		Sechilienne - 38478 - Isere - Auvergne-Rhone-Alpes - France	F			Trillium Compact	120					1
1	FR	OGSA	45.036803	6.401519		station alpine - 05181, Villar-d'Arene - Hautes-Alpes - Pr	F			Trillium 120PH	120					1
1	FR	OGSI	46.056700	6.756110		Sixt-Fer-a-Cheval - 74273 - Haute-Savoie - Rhone-Alpes-Auv	F			Trillium Compact	120					1
1	FR	OGSM	45.609314	5.697244		Saint-Maurice-de-Rotherens - 73260 - Savoie - Auvergne-Rho	F			Trillium 120QA	120					1
1	FR	OGVA	46.329823	6.682073	1012	Vacheresse	F			TRILLIUM-120PH	120					1
1	FR	OGVG	44.815170	6.112330		Saint-Maurice-en-Valgodemard - 05152 - Hautes-Alpes - Prov	F			Trillium 120QA	120					1
0	FR	OLIV	47.922867	-4.143906		pour Olivier - 29170, Plomelin - Finistere - Bretagne - Fr	F			Trillium 120PH	120					1
0	FR	OPS	48.921260	7.882780		OPS4 - 67474, Soultz-sous-Forets - Bas-Rhin - Grand Est -	F			Trillium Compact	120					1
0	FR	ORDF	43.211900	-0.937200		Ordiarp - 64424 - Pyrenees-Atlantiques - Nouvelle-Aquitain	F			Trillium 120PH	120					1
0	FR	OSSF	43.255800	-1.261500		Osses - 64436 - Pyrenees-Atlantiques - Nouvelle-Aquitaine	F			Trillium 120PH	120					1
0	FR	PAND	42.523700	1.546100		pic de Padern - Escaldes-Engordany - Andorre	F			Trillium Compact	120					1
1	FR	PIAF	44.116444	7.617472			F			CMG-3T T3256	120					1
1	FR	PLDF	45.970000	3.621000		col de la Plantade - 63184, Lachaux - Puy-de-Dome - Auverg	F			Trillium 120PH	120					1
0	FR	PLEF	48.494128	-2.333385		Pleven - 22200 - Cotes-d'Armor - Bretagne - France	F			Trillium 120PH	120					1
0	FR	PLOF	47.746000	-3.429000		Ploemeur - 56162 - Morbihan - Bretagne - France	F			Trillium 120QA	120					1
1	FR	PLYF	46.956520	4.744200		Puligny-Montrachet- 21512 - Cote-d'Or - Bourgogne-Franche-	F			Trillium 120QA	120					1
1	FR	PRABE	45.234290	5.992950	1471	Laval-en-Belledonne	F			TRILLIUM-120PH broad band triaxial sensor by Nanometrics	120		CENTAUR data acquisition system by Nanometrics					1	1	RESIF
1	FR	PRIMA	43.64387	7.2191		EMSO-Ligure Nice	F			CMG-3T_360	360					1
0	FR	PYLO	43.096900	-0.049250		Lourdes - 65286 - Hautes-Pyrenees - Occitanie - France	F			Trillium 120QA	120					1
0	FR	RENF	48.119	-1.6353		Rennes	F					2					0				aug 2022
0	FR	RESF	42.807000	0.337900		Ens - 65157 - Hautes-Pyrenees - Occitanie - France	F			Trillium 120PH	120					1
1	FR	REST	43.715286	3.859081	137		F			TRILLIUM-120PH	120					1
1	FR	REVF	43.739000	7.366200		Fort de La Revere, 06059 Eze, Alpes-Maritimes, Provence-Alpes-Côte d'Azur, France	F			episensor	1					1
0	FR	REYF	43.068300	-0.393300		montagne du Rey - 64175, Castet - Pyrenees-Atlantiques - N	F			Trillium 120PH	120					1
0	FR	RIAF	47.506500	-1.313500	28	Riaillé	F			TRILLIUM-120PH	120					1
1	FR	RIVEL	46.759014	5.922489		mont Rivel - 39210, Equevillon - Jura - Bourgogne-Franche-	F			Trillium 120PH	120					1
1	FR	RONF	47.710690	6.647200		Ronchamp - 70441 - Haute-Saone - Bourgogne-Franche-Comte -	F			Trillium 120QA	120					1
1	FR	RSL	45.688207	6.624517		Roselend - 73034, Beaufort - Savoie - Auvergne-Rhone-Alpes	F			Trillium 120PA	120					1
0	FR	RUFF	44.382	0.021		Ruffiac	F			T120PH	120					1
1	FR	RUSF	43.941200	5.483700		Rustrel - 84103 - Vaucluse - Provence-Alpes-Cote d'Azur -	F			STS2	120					1
0	FR	SALF	42.759000	1.188300		Salau - 09100, Couflens - Ariege - Occitanie - France	F			Trillium 120QA	120					1
1	FR	SALSA	43.881000	6.688800		chapelle Sainte-Anne - 06024, Brianconnet - Alpes-Maritime	F			Trillium 40	40					1
1	FR	SAOF	43.986000	7.553200		Saorge - 06132 - Alpes-Maritimes - Provence-Alpes-Cote d'A	F			STS2	120					1
1	FR	SAUF	43.937700	5.106400		Saumane-de-Vaucluse - 84124 - Vaucluse - Provence-Alpes-Co	F			Trillium 120QA	120					1
0	FR	SDOF	46.046700	-1.411100		Saint-Denis-d'Oleron - 17323 - Charente-Maritime - Nouvell	F			Trillium 120PH	120					1
1	FR	SGSF	45.047528	3.618578	970		F			TRILLIUM-120PH	120					1				mar 2021
0	FR	SJAF	42.483500	2.876200		Saint-Jean-de-l'Albere - 66001, L'Albere - Pyrenees-Orient	F			STS2	120					1
1	FR	SLVF	44.191200	2.164200		La Salvetat-Peyrales - 12258 - Aveyron - Occitanie - France	F			Trillium 120PH	120					1
1	FR	SMPL	42.094500	9.284700		barrage de Sampolo - 2B124, Ghisoni - Haute-Corse - Corse	F			STS2	120					1
0	FR	SOMF	48.298814	0.053324		Saint-Ouen-de-Mimbré	F			T120PH	120					1
1	FR	SPIF	44.055800	7.236600		crete de Spivol - 06156, Venanson - Alpes-Maritimes - Prov	F			Trillium 120PH	120					1
0	FR	SRNF	47.381387	2.204226	140	Station de Radioastronomie de Nançay	F			TRILLIUM-120PH broad band triaxial sensor by Nanometrics	120					1		0	0	SRKY
0	FR	SROF	49.045121	-1.108844	87	Bourgvallées	F			TRILLIUM-120PH	120					1
0	FR	STR	48.579900	7.763300		Strasbourg - 67482 - Bas-Rhin - Grand Est - France	F			Trillium 120QA	120					1
1	FR	STROF	43.219667	6.601083	319	Gassin	F			TRILLIUM-HORIZON broad band triaxial sensor by Nanometrics	120		D6BB data acquisition system by Staneo					1	1	RESIF
1	FR	SURF	44.480935	6.811695		Saint-Ours - 04120, Val d'Oronaye - Alpes-de-Haute-Provenc	F			Trillium 120PA	120					1
0	FR	SZBH	48.932541	7.863045		Soultz borehole - 67254, Kutzenhausen - Bas-Rhin - Grand E	F			CMG3-T	120					1
1	FR	TAMIE	45.688790	6.306040	900	Plancherine	F			TRILLIUM-120PH broad band triaxial sensor by Nanometrics	120		CENTAUR data acquisition system by Nanometrics					1	1	RESIF
0	FR	TERF	43.678743	-1.113118		Tercis-les-Bains - 40314 - Landes - Nouvelle-Aquitaine - F	F			Trillium 120PH	120					1
1	FR	TRBF	44.105400	3.958700		grotte de Trabuc - 30168, Mialet - Gard - Occitanie - Fran	F			STS2	120					1
1	FR	TRIGF	43.747100	6.407400		Trigance - 83142 - Var - Provence-Alpes-Cote d'Azur - Fran	F			Trillium 120PH	120					1
0	FR	TSDF	47.749400	0.456840		Thoire-sur-Dinan - 72356 - Sarthe - Pays de la Loire - Fra	F			Trillium 120QA	120					1
1	FR	TURF	43.974900	7.391900		col de Turini - 06086, Moulinet - Alpes-Maritimes - Proven	F			Trillium 240	240					1
0	FR	URDF	43.438300	-0.593100		Urdes - 64541 - Pyrenees-Atlantiques - Nouvelle-Aquitaine	F			Trillium Compact	120					1
1	FR	VAL4	44.905697	4.892048		Valence	F			CMG-3T	120					1
0	FR	VALC	42.387612	2.040357		Valcebollere - 66220 - Pyrenees-Orientales - Occitanie - F	F			Trillium 120PH	120					1
0	FR	VALM	49.744	0.516	53	Valmont	F			TRILLIUM-120QA broad band triaxial sensor by Nanometrics	120					1				nov 2021
1	FR	VERF	45.749000	2.483000		Verneugheol - 63450 - Puy-de-Dome - Auvergne-Rhone-Alpes -	F			Trillium 120PH	120					1
0	FR	VIEF	42.882500	0.022900		Viey - 65469 - Hautes-Pyrenees - Occitanie - France	F			Trillium 120PA	120					1
0	FR	VILS	49.122	4.086		Ville-en-Selve	F			T120PH	120					1
0	FR	VOEL	48.966744	7.122660		Voellerdingen - 67508 - Bas-Rhin - Grand Est - France	F			Trillium 120PH	120					1
1	FR	WALT	47.965735	7.276520		Westhalten - 68364 - Haut-Rhin - Grand Est - France	F			Trillium Compact	120					1
0	FR	WLS	48.412675	7.353600		Welschbruch - 67021, Barr - Bas-Rhin - Grand Est - France	F			Trillium 40	40					1
0	FR	XAFF	48.407140	6.619516		88527, Xaffevillers - Vosges - Grand Est - France	F			Trillium 120PH	120					1
0	FR	ZELS	48.302306	7.631582		Zelsheim - 67146, Friesenheim - Bas-Rhin - Grand Est - Fra	F			Trillium 120PH	120					1
0	G	ECH	48.216313	7.158961	580	Echery - Sainte Marie aux Mines	F			STS1	360					1
1	G	SSB	45.279000	4.542000	700	Tunnel de Badole - Saint Sauveur en Rue	F			STS1	360					1
0	GB	BRDL	51.188	-0.26517			GB			CMG-3ESP	60					1
0	GB	ELSH	51.14817	1.13483			GB			G120	120					1
0	GB	GAT2	51.14517	-0.22433			GB			CMG-3ESP	60					1
0	GB	GATW	51.144	-0.22			GB			CMG-3ESP	60					1
0	GB	HMNX	50.86733	0.33633			GB			Trillium 240	240					1
0	GB	HORS	51.17583	-0.20917			GB			CMG-3ESP	60					1
0	GB	RUSH	51.14767	-0.26817			GB			CMG-3ESP	60					1
0	GB	STAN	51.1445	-0.221			GB			CMG-3ESP	60					1
0	GE	FALKS	51.681900	11.265500		Falkenstein	D			Trillium 360	360					1
1	GE	KERA	35.3692	23.5577	240	RUB Station Keramoti, Crete	GR			STS-2/N	120					1
1	GE	MARCO	40.297220	15.806300	890	Tramutola	I			Trillium Compact	120					1
1	GE	MATE	40.649070	16.704420		U Basilicata/GEOFON Station Matera	I			STS2	120					1
0	GE	STU	48.771900	9.195000		Stuttgart	D			STS2	120					1
1	GE	TIRR	44.4581	28.4128	77	Tirgusor	RO	special	concrete	STS2	120		ps6-24	100	2	NIEP		1	1	GEOFON/IRISDMC	1	1
0	GE	WLF	49.664600	6.152600	295	Walferdange	LX			STS2	120					1
0	GR	AHRW	50.541	7.076		Ahrweiler	D			STS2	120					1
0	GR	BFO	48.33	8.33			D			STS2	120					1
0	GR	BRG	50.8733	13.9436		Berggiesshuebel	D			STS2	120					1
0	GR	BUG	51.4412	7.2707		Bochum	D			STS2	120					1
0	GR	CLL	51.30803	13.00238		Collm	D			STS2	120					1
0	GR	CLZ	51.8429	10.3741		Clausthal-Zellerfeld	D			STS2	120					1
1	GR	FUR	48.1639	11.2768		Fuerstenfeldbruck	D			STS2	120					1
1	GR	GEA0	48.84	13.7			D				1					1
1	GR	GEA1	48.84	13.7			D				1					1
1	GR	GEA2	48.84	13.7			D				1					1
1	GR	GEA3	48.83	13.7			D				1					1
1	GR	GEB1	48.84	13.71			D				1					1
1	GR	GEB2	48.8387	13.69765		Geress-Array	D			GS13	1					1
1	GR	GEB3	48.84	13.69			D				1					1
1	GR	GEB4	48.83	13.7			D				1					1
1	GR	GEB5	48.83	13.71			D				1					1
1	GR	GEC1	48.84	13.71			D				1					1
1	GR	GEC2	48.844303	13.700627		Geress-Array	D			STS2	120					1
1	GR	GEC2X	48.844303	13.700627	1150	Geress-Cal-Test	D					3
1	GR	GEC3	48.84	13.69			D				1					1
1	GR	GEC4	48.83	13.69			D				1					1
1	GR	GEC5	48.83	13.69			D				1					1
1	GR	GEC6	48.83	13.71			D				1					1
1	GR	GEC7	48.83	13.71			D			CMG-3T/120/g=1500	120		Guralp DM24					1
1	GR	GED1	48.8516	13.7138		Geress-Array	D			Geotech	1					1
1	GR	GED2	48.85	13.7			D				1					1
1	GR	GED3	48.85	13.68			D				1					1
1	GR	GED4	48.84	13.68			D				1					1
1	GR	GED5	48.82379	13.67969		Geress-Array	D			Geotech	1					1
1	GR	GED6	48.82	13.7			D				1					1
1	GR	GED7	48.82	13.72			D				1					1
1	GR	GED8	48.83	13.73			D				1					1
1	GR	GED9	48.84	13.72			D				1					1
0	GR	GRA1	49.691888	11.22172		Graefenberg Array	D			STS1	360					1
0	GR	GRA2	49.655208	11.359444		Graefenberg Array	D			STS2	120					1
0	GR	GRA3	49.762204	11.318695		Graefenberg Array	D			STS2	120					1
0	GR	GRA4	49.565403	11.435871		Graefenberg Array	D			STS2	120					1
0	GR	GRB1	49.391348	11.651953		Graefenberg Array	D			STS2	120					1
0	GR	GRB2	49.270925	11.669966		Graefenberg Array	D			STS2	120					1
0	GR	GRB3	49.343542	11.805983		Graefenberg Array	D			STS2	120					1
0	GR	GRB4	49.468937	11.560846		Graefenberg Array	D			STS2	120					1
0	GR	GRB5	49.112131	11.676733		Graefenberg Array	D			STS2	120					1
0	GR	GRC1	48.996168	11.52135		Graefenberg Array	D			STS2	120					1
0	GR	GRC2	48.867567	11.375543		Graefenberg Array	D			STS2	120					1
0	GR	GRC3	48.890174	11.585822		Graefenberg Array	D			STS2	120					1
0	GR	GRC4	49.086746	11.526272		Graefenberg Array	D			STS2	120					1
0	GR	GTTG	51.54639	9.96417		Goettingen	D			STS2	120					1
1	GR	I26H1	48.85	13.72			D				1					1
1	GR	I26H2	48.85	13.71			D				1					1
1	GR	I26H3	48.84	13.74			D				1					1
1	GR	I26H4	48.84	13.72			D				1					1
1	GR	I26H5	48.84	13.7			D				1					1
1	GR	I26H6	48.85	13.71			D				1					1
1	GR	I26H7	48.85	13.71			D				1					1
1	GR	I26H8	48.84	13.71			D				1					1
0	GR	INS1	49.15	8.05			D				1					1
0	GR	INS3	49.1	8.08			D				1					1
0	GR	INS4B	49.19	8.11			D				1					1
0	GR	INS5	49.13	8.2			D				1					1
0	GR	INS6B	49.09	8.19			D				1					1
0	GR	INS7	49.16	8.21			D				1					1
0	GR	INS8	49.26	8.13			D				1					1
0	GR	INSH	49.15	8.17			D				1					1
0	GR	KAST	51.20272	8.416204		Kahler Asten	D			STS2	120					1
0	GR	MILB	49.8284	9.2923		Miltenberg	D			STS2	120					1
0	GR	MOX	50.6461	11.6161		Thuringia	D			STS2	120					1
0	GR	TMO20	49.18	8.05			D				1					1
0	GR	TMO22	49.2192	8.1848		Bornheim	D			STS2	120					1
0	GR	TMO54	49.14	8.13			D				1					1
0	GR	TMO55	49.23	8.11			D				1					1
0	GR	TMO57	49.17	8.28			D				1					1
0	GR	TMO66	49.22	8.05			D				1					1
0	GR	TNS	50.2236	8.4489		Taunus Observatory	D			STS2	120					1
0	GR	UBBA	50.81877	10.00098		Unterbreizbach	D			STS2	120					1
1	GR	UBR	47.6799	10.1071		Ueberruh	D			STS2	120					1
0	GR	WET	49.1448	12.8803		Wettzell	D			STS2	120					1
1	GU	BHB	44.83517	7.26333		BRICHERASIO	I			Trillium 40s	40					1
1	GU	BLANC	45.8444	6.934		Mt. Bianco P.ta Helbronner	I			Trillium 40s	40					1
1	GU	BURY	43.7825	7.5569			I			Trillium 40s	40					1
1	GU	CANO	44.2075	8.2372		Canova	I			Trillium 40s	40					1
1	GU	CARD	44.026	10.4821			I			Trillium 40s	40					1
1	GU	CIRO	45.6019	7.5682		Champorcer	I			Trillium 40s	40					1
1	GU	ENR	44.22666	7.42033		Entracque	I			Trillium 40s	40					1
1	GU	EQUI	44.166	10.153			I			CMG-40T60s	60					1
1	GU	FIVI	44.2393	10.1273		Fivizzano	I			episensor	1					1
1	GU	GBOS	44.2416	7.8399		Grotte Bossea	I			Trillium 240	240					1
1	GU	GENL	44.4057	8.9697	80		I			LENNARTZ LE3D-5S	5					1
1	GU	GORR	44.6071	9.2926		Gorreto	I			Trillium 40s	40					1
1	GU	GRAM	44.4913	10.0658			I			CMG-40T60s	60					1
1	GU	GSCL	44.35047	10.5881		GUSCIOLA	I			Trillium 240	240					1
1	GU	IMI	43.9105	7.89317	840		I			NANOMETRICS TRILLIUM-40S	40					1
1	GU	LSD	45.4595	7.13433		LAGO SERRU - CERESOLE REALE	I			Trillium 40s	40					1
1	GU	MAIM	43.91417	10.4915		MASTIANO	I			Trillium 40s	40					1
1	GU	MGRO	44.0426	7.8082		Montegrosso Pianlatte	I			Trillium 40s	40					1
1	GU	NEGI	43.84617	7.70267		Perinaldo	I			CMG-40T60s	60					1
1	GU	PCP	44.54133	8.54517		PIAN CASTAGNO-PONZONE	I			Trillium 40s	40					1
1	GU	POPM	44.045	10.757		Popiglio	I			CMG-40T60s	60					1
1	GU	PZZ	44.5068	7.116		PRAZZO (STROPPO)	I			Trillium 40s	40					1
1	GU	REMY	45.8378	7.1565		Saint Rhemy en Bosses	I			Trillium 40s	40					1
1	GU	RNCA	44.4712	8.9512		Ronca	I			CMG-40T60s	60					1
1	GU	RORO	44.11217	8.06617		Rocca Rossa	I			CMG-3T100s	100					1
1	GU	ROTM	44.8493	8.3527		Rocchetta Tanaro	I			Trillium 40s	40					1
1	GU	RRL	44.92083	6.79083		CESANA TORINESE	I			Trillium 40s	40					1
1	GU	RSP	45.14817	7.26533		RENO SUPERIORE	I			Trillium 40s	40					1
1	GU	SARM	44.184	10.4007		San Romano in Garfagnana	I			LENNARTZ LE3D-5S	5					1
1	GU	SATI	45.8753	7.8685		Passo Salati	I			Trillium 40s	40					1
1	GU	STV	44.2455	7.326		SANT ANNA DI VALDIERI	I			Trillium 240	240					1
1	GU	TRAV	45.51267	7.747			I			Trillium 40s	40					1
1	HA	ACOR	37.8902	22.8692		Acrocorinthos	GR			G30s	30	1		100		NKUA	G.Kaviris	1	1	NOA	1	1
1	HA	AIGS	38.25001	22.0878	99	Aigio	GR			FBA-3	1	1					1	NOA
1	HA	AMPE	38.301522	23.268776	365	Ampelochori, Viotia	GR			CMG-40T, 1s-100Hz	1					1
1	HA	ANTK	38.360508	22.638547	340		GR			S20, 25 s, 1500 V/M/S-GEOsix, 100sps, 40 Vpp, mini	25					1	1	NOA
1	HA	ATAL	38.6926	23.0213		Atalanti	GR			G120s	120			100		NKUA	G.Kaviris	1	1	NOA	1	1
1	HA	ATHR	38.3172	20.4165	263	Atheras, Kefalonia	GR			GEObit GEOtiny, 10 s, 195 V/M/S-GEOtiny 10s digita	10					1	NOA
1	HA	ATHU	37.9665	23.7845		AthensUniversity	GR			G60s	60			100		NKUA	G.Kaviris	1	1	NOA	1	1
1	HA	AXAR	38.7664	22.659		AgiosHaralambos	GR			G30s	30	1		100		NKUA	G.Kaviris	1	1	NOA	1	1
1	HA	DOMV	38.2569	22.9795		Domvrena	GR			Guralp GMG40T	60					1	1	NOA		1
1	HA	EPID	37.6144	23.1189		Epidavros	GR			G30s	30	1		100		NKUA	G.Kaviris	1	1	NOA	1	1
1	HA	HAVD	38.2036	20.3848	200	Havdata	GR			GEObit GEOtiny, 10 s, 195 V/M/S-GEOtiny 10s digita	10					1
1	HA	KALE	38.3911	22.1398		Kallithea	GR			Trillium40s	40			100		NKUA	G.Kaviris	1	1	NOA	1	1
1	HA	KARY	38.0321	24.437		Karystos	GR			G60s	60			100		NKUA	G.Kaviris	1	1	NOA	1	1
1	HA	KIAS	37.9875	22.7543	100	Kiato	GR			FBA-3	1	1					1	NOA
1	HA	LAKA	38.2401	21.9785		Lakka	GR			G120s	120			100		NKUA	G.Kaviris	1	1	NOA	1	1
1	HA	LOUT	37.9879	22.9743		Loutraki	GR			G30s	30	1		100		NKUA	G.Kaviris	1	1	NOA	1	1
1	HA	LTRS	37.97528	22.9765	3	Loutraki	GR			FBA-3	1	1					1	NOA
1	HA	MDRA	38.0606	23.4662	370	Mandra, Attiki	GR			CMG-40T, 30 s	30	1					1	NOA
1	HA	MRTH	38.12253	23.94087	130	Marathonas	GR			GEObit S100	10	1					1	NOA
1	HA	PRDM	38.280425	22.846994	600		GR			S20, 25 s, 1500 V/M/S-GEOsix, 100sps, 40 Vpp, mini	25					1	1	NOA
1	HA	PSAH	38.569400	23.647300	36		GR			S20, 25 s, 1500 V/M/S-GEOsix, 100sps, 40 Vpp, mini	25					1	1	NOA
1	HA	SERI	37.1609	24.4853	460	Serifos Island	GR			CMG-40T, 30 s	30	1					1	NOA
1	HA	SNT1	36.4159	25.4282	12	Gialos,Santorini	GR			CMG-40T, 30 s	30	1					1	NOA
1	HA	SNT5	36.4037	25.3953		Nea Kammeni,Santorini	GR			G1s	1	1		100		NKUA	G.Kaviris	1	1	NOA	1	1
1	HA	STFN	38.176616	23.544045	589	Stefani, Viotia	GR			CMG-40T, 1s-100Hz	1	1					1	NOA
1	HA	THAL	38.0357	22.6634		Thalero	GR			G30s	30	1		100		NKUA	G.Kaviris	1	1	NOA	1	1
1	HA	THIV	38.29896	23.331963	325	KEPV Thivas, Viotia	GR			S20, 25 s, 1500 V/M/S-GEOsix, preamp 1, 100 sps, M	25					1
1	HA	VILL	38.1642	23.3122		Villia	GR			G30s	30	1		100		NKUA	G.Kaviris	1	1	NOA	1	1
1	HA	XLKS	38.0772	22.6361	6	Xylokastro	GR			FBA-3	1	1					1	NOA
1	HC	ABEA	35.5163	24.0113	9	Nea Chora, Chania, Crete Is	GR			RT131B-02/3	1	1					1	NOA
1	HC	ATEI	35.5193	24.0432	59	HMU, Chania, Crete Is.	GR			RT131B-02/3	1	1					1	NOA
1	HC	CHAN	35.5193	24.0428		TEI-Chania	GR	Building		G120s	120		Reftek130	100		HMU	J.Makris	1	1	NOA	1	1
1	HC	DEYA	35.4825	24.014	41	Deyax, Mournies, Chania, Crete Is.	GR			RT131A-02	1	1					1	NOA
1	HC	G0LD	35.4955	24.0306	15	Chrisopigi ,Chania, Crete Is.	GR			RT131B-02/3	1	1					1	NOA
1	HC	GVDS	34.8389	24.0585		GavdosIsland	GR	Building		G60s	60		Reftek130	100		HMU	J.Makris	1	1	NOA	1	1
1	HC	IMOD	34.9731	24.7995	243	Iera Moni Odigitrias, Heraklion	GR			CMG-3ESP, 120 s	120					1	NOA
1	HC	IPPL	35.3486	24.4632	193	Tria Monastiria, Rethimno, Crete Is.	GR			CMG-3ESP, 60 s	60					1	NOA
1	HC	KNDR	35.2348	23.6248		Paleochora-Chania	GR	Building		G60s	60		Reftek130	100		HMU	J.Makris	1	1	NOA	1	1
1	HC	KNSS	35.304187	25.18017	297	Knossos, Herakleion, Crete Is.	GR			CMG-3ESP, 60 s	60					1	NOA
1	HC	KTHR	36.2447	22.9939		KythiraIsland	GR	Building		G120s	120		Reftek130	100		HMU	J.Makris	1	1	NOA	1	1
1	HC	KTRS	36.9261	22.136	110	Kitries, Messinia, Peloponnese	GR			CMG-3ESP, 60	60					1
1	HC	LENT	35.5074	24.0402	76	Lentarian, Chania, Crete Is.	GR			RT131B-02/3	1					1	NOA
1	HC	MULT	35.5091	24.0118	18	Pachiana, Chania	GR			RT131A-02	1	1					1	NOA
1	HC	NERO	35.474	24.0423	77	Nerokourou, Chania, Crete Is.	GR			RT131B-02/3	1	1					1	NOA
1	HC	PASK	35.4996	24.0121	18	Pasakaki, Chania, Crete Is.	GR			RT131B-02/3	1	1					1	NOA
1	HC	PERI	35.4825	23.9928	84	Perivolia, Chania, Crete Is.	GR			RT131A-02	1	1					1	NOA
1	HC	PFKS	35.0429	25.4733	745	Pefkos, Heraklion	GR			CMG-3ESP, 120 s	120					1	NOA
1	HC	POLY	35.5226	24.0602	160	High School, Akrotiri, Chania, Crete Is.	GR			RT131B-02/3	1	1					1	NOA
1	HC	RODP	35.5604	23.7577		Rodopos-Chania	GR	Building		CMG-3ESP, 120	120		Reftek130	100		HMU	J.Makris	1	1	NOA	1	1
1	HC	SOUD	35.4878	24.0678	5	ouda Bay, Chania, Crete Is.	GR			RT131B-02/3, DC	1	1					1	NOA
1	HC	STIA	35.2021	26.0909		Sitia	GR	Building		G120s	120		Reftek130	100		HMU	J.Makris	1	1	NOA	1	1
1	HC	TEFL	35.093273	25.163418	353	Tefeli, Heraklion, Crete	GR			GEObit GEOtiny, 10 s, 195 V/M/S-GEOtiny 10s digita	10					1
1	HC	THNO	37.6541	25.0221	273	Tinos Is.	GR			CMG-3ESP, 60 s	60					1	NOA
1	HL	AIGN	37.74806	23.44356	83	Aigina	GR			LE3D20_SMART24	20	1					1	NOA			restricted
1	HL	ALNA	39.14804	23.86669	40	Alonnisos Island	GR			CMG-5	1					1	NOA
1	HL	AMGA	36.831561	25.893836		AmorgosIsland	GR	Building	concrete	Lennartz20s+CMG-5TD	20	0	SMART24	100	4	NOA	Evangelidis/Kontakos	1	1	NOA	1	1
1	HL	ANKY	35.86704	23.30117		AntikythiraIsland	GR	Free field	bedrock	G60s	60		PS6-SC	100	1	NOA	Evangelidis/Kontakos	1	1	NOA	1	1
1	HL	APE	37.07274	25.52301		Apeiranthos,Naxos	GR	Special	bedrock	STS2	120		PS6-SC	100	1	NOA	Evangelidis/Kontakos	1	1	NOA	1	1
0	HL	ARG	36.21356	28.12122		Archaggelos,Rhodes	GR	Special	bedrock	Lennartz20s	20		DR24	100	2	NOA	Evangelidis/Kontakos	1	1	NOA	1	1
1	HL	ARIA	38.33358	21.76206	1	Rio	GR			CMG-5	1	1					1	NOA
1	HL	ASTA	36.54552	26.35295	64	Astypalea,Astypalea Island	GR			CMG-5	1	1					1	NOA
1	HL	ATH	37.97384	23.71767		Athens	GR	Special	bedrock	STS2	120		DR24	100	1	NOA	Evangelidis/Kontakos	1	1	NOA	1	1
1	HL	ATHP	38.000799	23.773487	187	N.Psichiko,Attiki	GR			CMG-5	1	1					1	NOA
1	HL	CLEM	37.890629	21.133032	183	Chlemoutsi,Ilia	GR			CMG40T, 60 s, 1600 V/m/s-DM-24 Mk3 Fixed Gain	60					1	NOA
1	HL	CRE1	35.226720	25.249740	409	Moni Agkarathou, Crete	GR					3
1	HL	CRE3	35.076850	25.246230	249	Garipa, Crete	GR					3
1	HL	DION	38.07794	23.93306		Dionisos,Attiki	GR	Tunnel	bedrock	G30s	30	0	PS6-SC	100	2	NOA	Evangelidis/Kontakos	1	1	NOA	1	1
1	HL	DLFA	38.47836	22.49583	570	Delfoi	GR			CMG-5	1	1					1	NOA
1	HL	EFSA	39.54015	24.98864	5	Agios Efstratios Island	GR			CMG-5	1	1					1	NOA
1	HL	ELAT	38.627687	22.791108	300	Elateia	GR					3
1	HL	ELIN	38.099492	22.487383	568		GR			LE3D20_SMART24	20					1	1	NOA
1	HL	EVR	38.91657	21.8105		Karpenissi,Evritania	GR	Special	bedrock	G60s	60		DR24	100	1	NOA	Evangelidis/Kontakos	1	1	NOA	1	1
1	HL	GINA	39.66886	22.389	94	Giannouli,Larissa	GR			CMG-5	1	1					1	NOA
1	HL	GVD	34.83914	24.08738		Gavdos	GR	Urban Free field	bedrock	STS2	120		PS6-SC	100	1	NOA	Evangelidis/Kontakos	1	1	NOA	1	1
1	HL	IACM	35.3058	25.0709		Irakleio,Crete	GR	Urban Free field	bedrock	STS2	120		PS6-SC	100	2	NOA	Evangelidis/Kontakos	1	1	NOA	1	1
1	HL	IDI	35.288	24.89		Anogia-Crete	GR	Urban Free field	bedrock	STS2	120		DM24	100	1	NOA	Evangelidis/Kontakos	1	1	NOA	1	1
1	HL	IKRA	37.61117	26.29283	30	Ag.Kyrikos,Ikaria Island	GR			CMG-5	1	1					1	NOA
1	HL	IMMV	35.4606	23.9811		IeraMoniVaripetrou	GR	Special	bedrock	STS2	120		PS6-SC	100	1	NOA	Evangelidis/Kontakos	1	1	NOA	1	1
1	HL	ITM	37.17872	21.92522		Ithomi,Messinia	GR	Special	bedrock	STS2	120		PS6-SC	100	1	NOA	Evangelidis/Kontakos	1	1	NOA	1	1
1	HL	JAN	39.65616	20.84874		Ioannina	GR	Special	bedrock	G60	60		DR24	100	2	NOA	Evangelidis/Kontakos	1	1	NOA	1	1
1	HL	KARP	35.5471	27.16106		Karpathos	GR	Special	bedrock	STS2	120		PS6-SC	100	1	NOA	Evangelidis/Kontakos	1	1	NOA	1	1
1	HL	KASA	39.74628	19.93542	65	Kassiopi, Kerkyra Island	GR			CMG-5	1	1					1	NOA
1	HL	KEK	39.7127	19.79623		Corfu	GR	Special	bedrock	STS2	120		PS6-SC	100	2	NOA	Evangelidis/Kontakos	1	1	NOA	1	1
1	HL	KLNA	36.95708	26.97274	28	Pothia,Kalymnos Island	GR			CMG-5	1	1					1	NOA
1	HL	KLV	38.0435	22.15042		Kalavrita,Achaia	GR	Urban Free field	bedrock	STS2	120		PS6-SC	100	1	NOA	Evangelidis/Kontakos	1	1	NOA	1	1
1	HL	KOSD	36.70273	26.94695	243	Kefalos,Kos	GR			LE3D20_SMART24	20	1					1	NOA
0	HL	KSL	36.15031	29.58561		KastelorizoIsland	GR	Special	bedrock	G60s	60		PS6-SC	100	3	NOA	Evangelidis/Kontakos	1	1	NOA	1	1
1	HL	KSTE	35.1801	25.3372	395	Kastelli, Crete	GR			CMG-3ESP, 60	60					1
1	HL	KTHA	36.2566	23.0621		Kythira	GR	Special	bedrock	STS2	120		PS6-SC	100	1	NOA	Evangelidis/Kontakos	1	1	NOA	1	1
1	HL	KURT	37.964976	21.327958	135	Ano Kourtesi,Ilia	GR			CMG40T, 60 s, 1600 V/m/s-DM-24 Mk3 Fixed Gain	60					1	NOA
1	HL	KVLA	40.93704	24.38591	122	Kavala	GR			CMG-5	1	1					1	NOA
1	HL	KYMI	38.633147	24.100138		Kymi,EuboeaIsland	GR	Urban Free field	bedrock	G60s+GMG5	60		PS6-SC	100	1	NOA	Evangelidis/Kontakos	1	1	NOA	1	1
1	HL	KYPS	37.818792	20.823419	117	Kipseli,Zakinthos	GR			CMG40T, 60 s, 1600 V/m/s-DM-24 Mk3 Fixed Gain	60					1	NOA
1	HL	KZN	40.30331	21.78209		Kozani	GR	Special	bedrock	STS2	120		DR24	100	1	NOA	Evangelidis/Kontakos	1	1	NOA	1	1
1	HL	LALA	37.711169	21.720929	612	Lalas, Peloponisos	GR			CMG-40T, 30 s, 2000 V/m/s-RT130S, gain 1, 100 sps	30			100					1	NOA
1	HL	LIA	39.89725	25.18055		Limnos	GR	Special	bedrock	G60s+GMG5	60		PS6-SC	100	1	NOA	Evangelidis/Kontakos	1	1	NOA	1	1
1	HL	LKR	38.64956	22.99886		Atalanti,Lokrida	GR	Special	bedrock	G30s	30	0	DR24	100	2	NOA	Evangelidis/Kontakos	1	1	NOA	1	1
1	HL	LXRA	38.20006	20.43718	0	Lixouri,Kefalonia Island	GR			CMG-5	1	1					1	NOA
1	HL	MET1	37.578529	23.385876	14.6	Methana	GR	Free field	bedrock	G120s	120		DM24	100	1	NOA	Evangelidis/Kontakos	0	1	NOA	1	0	restricted
1	HL	MET2	37.612669	23.329567	197	Kameni Chora,Methana	GR			CMG-3ESP, 120	120					1	NOA			restricted
1	HL	MET3	37.575889	23.226907	500	Anw Fanari,Methana	GR			LE-1DV MkIII, 1 s	1	1					1	NOA			restricted
1	HL	MET4	37.622783	23.39955	102	Agioi Theodoroi,Methana	GR			LE-1DV MkIII, 1 s	1	1					1	NOA			restricted
1	HL	MET5	37.62181	23.35775	394	Makryloggos,Methana	GR			LE-1DV MkIII, 1 s	1	1					1	NOA			restricted
1	HL	MET6	37.59165	23.356067	121	Megalochori,Methana	GR			LE-1DV MkIII, 1 s	1	1					1	NOA			restricted
1	HL	MGNA	38.65606	20.79116	58	Meganisi, Lefkada Island	GR			CMG-5	1	1					1	NOA
1	HL	MHLO	36.68984	24.40171		MilosIsland	GR	Building	concrete	Lennartz20s	20	0	PS6-SC	100	4	NOA	Evangelidis/Kontakos	1	1	NOA	1	1
1	HL	MNVA	36.68709	23.03734	12	Monemvasia	GR			CMG-5	1	1					1	NOA
1	HL	MRTH	37.058679	21.576086	6	Marathopoli, Peloponnisos	GR			CMG40T, 60 s, 1600 V/m/s-DM-24 Mk3 Fixed Gain	60					1	NOA
1	HL	NEO	39.30567	23.22189		Neochori,Magnisia	GR	Special	bedrock	KS2000-120s	120		DR24	100	2	NOA	Evangelidis/Kontakos	1	1	NOA	1	1
1	HL	NISR	36.6106	27.1309		NisyrosIsland	GR	Building	concrete	G30s	30	1	PS6-SC	100	3	NOA	Evangelidis/Kontakos	1	1	NOA	0	1
1	HL	NISR2	36.57441	27.17666	423	Nikia,Nisyros	GR			CMG-3ESP, 120	120					1
1	HL	NOAC	37.97384	23.71767		NOA-Athens	GR			CMG-5	1	1					1	NOA
1	HL	NPS	35.26134	25.61037		Neapoli,Crete	GR	Special	bedrock	G120s	120		DR24	100	2	NOA	Evangelidis/Kontakos	1	1	NOA	1	1
1	HL	NVR	41.34846	23.86517		Nevrokopi	GR	Special	bedrock	G60s	60		DR24	100	1	NOA	Evangelidis/Kontakos	1	1	NOA	1	1
1	HL	ORTH	37.851123	20.696265		Orthonies, Zakynthos	GR			CMG-40T, 30 s	30	1					1	NOA
1	HL	OTHN	39.841635	19.405670	3	Othonoi	GR			CMG-40T, 30 s, 2000 V/m/s-RT130S, gain 1, 100 sps	30					1	1	NOA
1	HL	PATC	38.26933	21.76001	47	Patra	GR			CMG-5	1	1					1	NOA
1	HL	PATG	38.23865	21.72657	1	Patra	GR			CMG-5	1	1					1	NOA
1	HL	PENT	40.19588	21.13842		Pentalofos,Kozani	GR	Building	concrete	G30s	30	1	REFTEK130	100	3	NOA	Evangelidis/Kontakos	1	1	NOA	1	1
1	HL	PLG	40.37328	23.44443		Poligiros,Chalkidiki	GR	Special	bedrock	G120s	120		PS6-SC	100	2	NOA	Evangelidis/Kontakos	1	1	NOA	1	1	Seismometer upgrade within September2019
1	HL	PRAS	41.3525	24.550167	671	Prasinada	GR			CMG-3ESP, 120 s	120					1	NOA
0	HL	PRK	39.24565	26.26499		AgiaParaskevi,Lesvos	GR	Special	bedrock	STS2+GMG5	120		PS6-SC	100	1	NOA	Evangelidis/Kontakos	1	1	NOA	1	1
1	HL	PSRA	38.53978	25.56202	13	Psara Island	GR			CMG-5	1	1					1	NOA
1	HL	PTL	38.0473	23.8638		Penteli,Attiki	GR	Building	concrete	KS2000-120s	120		DR24	100	2	NOA	Evangelidis/Kontakos	1	1	NOA	1	1
1	HL	RDO	41.14503	25.53553		Gratini,Thrace	GR	Special	bedrock	G60s	60		PS6-SC	100	1	NOA	Evangelidis/Kontakos	1	1	NOA	1	1
1	HL	RIOA	38.29585	21.79118	46	Rio	GR			CMG-5	1	1					1	NOA
1	HL	RLS	38.05586	21.46475		Riolos,Achaia	GR	Special	bedrock	KS2000-120s	120		DR24	100	2	NOA	Evangelidis/Kontakos	1	1	NOA	1	1
0	HL	RODB	36.4471	28.22116	26	Rodos,Rodos Island	GR			CMG-5	1					1	NOA
0	HL	SAM1	37.769103	27.027477	323	Iera Moni Zoodochou Pigis, Vathi, Samos	GR			LE-1DV MkIII, 1 s	1					1	NOA
0	HL	SAM2	37.758573	26.6107	305	Drakei,Samos	GR			CMG40T, 60 s	60					1	NOA
1	HL	SAP3	36.43561	25.34539		Thirasia,Santorini	GR	Building	tiles	Lennartz20s	20	0	SMART24	100	3	NOA	Evangelidis/Kontakos	1	1	NOA	1	1
1	HL	SAP4	36.47337	25.37244		Oia, Santorini	GR			LE3D20_SMART24	20	1					1	NOA
1	HL	SIVA	35.01777	24.81204		Sivas,Crete	GR	Free field	bedrock	G60s	60		PS6-SC	100	1	NOA	Evangelidis/Kontakos	1	1	NOA	1	1
1	HL	SKY	38.8831	24.5482		SkyrosIsland	GR	Building	concrete	KS2000-120s	120		PS6-SC	100	3	NOA	Evangelidis/Kontakos	1	1	NOA	1	1
0	HL	SMG	37.70426	26.83772		SamosIsland	GR	Special	bedrock	Trillium120P	120		DR24	100	1	NOA	Evangelidis/Kontakos	1	1	NOA	1	1
1	HL	SMTH	40.47094	25.53045		SamothrakiIsland	GR	Special	bedrock	G60+GMG5	60		PS6-SC	100	1	NOA	Evangelidis/Kontakos	1	1	NOA	1	1
1	HL	SOFA	39.33773	22.09691		Sofades,Karditsa	GR			CMG-5	1	1					1	NOA
1	HL	TETR	39.3445	21.274667		Tetrakomo,Epirus	GR	Special	bedrock	G60s	60		DM24	100	1	NOA	Evangelidis/Kontakos	1	1	NOA	1	1
1	HL	THERA	36.366992	25.475263		Santorini	GR	Free field	bedrock	STS2	120		PS6-SC	100	1	NOA	Evangelidis/Kontakos	1	1	NOA	1	1
1	HL	THI1	38.38777	23.39447	197	Ipato,Theva	GR			LE3D20_SMART24	20					1
1	HL	THI2	38.3727	23.21098	278	Moni Theologou Mazaraki,Theva	GR			LE3D20_SMART24	20					1
1	HL	THL	39.56468	22.0144		Klokotos,Thessalia	GR	Urban Free field	bedrock	STS2	120		PS6-SC	100	1	NOA	Evangelidis/Kontakos	1	1	NOA	1	1
1	HL	THRA	36.41502	25.43244		Thera,Santorini	GR			CMG-5	1	1					1	NOA
1	HL	THVA	38.329826	23.336006	214	Theva	GR			LE3D20_SMART24	20					1
1	HL	TNSA	37.53942	25.1631		Tinos Island	GR			CMG-5	1	1					1	NOA
1	HL	TRKA	39.55381	21.76624		Trikala	GR			CMG-5	1	1					1	NOA
1	HL	VAM	35.407	24.1997		Vamos,Crete	GR	Special	bedrock	G120s	120		DR24	100	2	NOA	Evangelidis/Kontakos	1	1	NOA	1	1	Seismometer upgrade within October 2019
1	HL	VELA	37.974944	22.766063		Velos	GR			Episensor, DC to >200 Hz	1	1					1	NOA
1	HL	VLI	36.71803	22.94686		Vellies,Lakonia	GR	Special	bedrock	G60s	60		PS6-SC	100	1	NOA	Evangelidis/Kontakos	1	1	NOA	1	1
1	HL	VLS	38.17683	20.5886		Valsamata,KefaloniaIsland	GR	Special	bedrock	Trillium120P	120		DR24	100	1	NOA	Evangelidis/Kontakos	1	1	NOA	1	1
1	HL	VLY	37.8524	23.7942		Voula,Attiki	GR	Free field	bedrock	Trillium120P	120		DR24	100	1	NOA	Evangelidis/Kontakos	1	1	NOA	1	1
1	HL	YDRA	37.34923	23.46525	33	Ydra Island	GR			CMG-5	1	1					1	NOA
1	HL	ZKR	35.1147	26.21691		Zakros,Greece	GR	Building	concrete	STS2+GMG5	120		PS6-SC	100	2	NOA	Evangelidis/Kontakos	1	1	NOA	1	1
1	HP	AMPL	38.9224	21.2135		Ampelaki	GR	Urban free field	concrete	TrilCompact120s	120		Geobit SRi32	100	3	UPAT	Sokos/Germenis	1	1	NOA	1	1
1	HP	AMT	37.5324	21.7089		Artemida	GR	Free field	bedrock	G120s	120		Guralp Minimus	100	2	UPAT	Sokos/Germenis	1	1	NOA	1	1
1	HP	ANX	38.5933	21.9209		AnoXora	GR	Urban free field	concrete	G120s	120		Guralp DM24	100	2	UPAT	Sokos/Germenis	1	1	NOA	1	1
1	HP	AXS	38.1962	21.3763		ARAXOS	GR	Free field	bedrock	Trillium40s	40		Geobit SRi32	100	2	UPAT	Sokos/Germenis	1	1	NOA	1	1	solar panels
1	HP	DRO	37.952	21.71		DROSIA	GR	Free field	bedrock	trillium120P	120		Geobit SRi32	100	1	UPAT	Sokos/Germenis	1	1	NOA	1	1
1	HP	DSF	38.4112	22.5271		DESFINA	GR	Free field	bedrock	Trillium40s	40		Geobit SRi32	100	3	UPAT	Sokos/Germenis	1	1	NOA	0	1
1	HP	EFP	38.4269	21.9058		Efpalio	GR	Free field	bedrock	Trillium40s	40		Trident/Nanometrics	100	3	UPAT	Sokos/Germenis	1	1	NOA	1	1
1	HP	FSK	38.4593	20.5623		Fiskardo,KefaloniaIsland	GR	Urban free field	concrete	Trillium40s	40		Trident/Nanometrics	100	2	UPAT	Sokos/Germenis	1	1	NOA	1	1
1	HP	GUR	37.9363	22.3423		Gura	GR	Free field	bedrock	Trillium40s	40		Trident/Nanometrics	100	1	UPAT	Sokos/Germenis	1	1	NOA	1	1
1	HP	KSTR	39.2492	20.576	30	Kastri-Kanalaki	GR			Trillium Compact 120s	120		Geobit Sri32			UniPatras	Efthimios Sokos	1	1	NOA	1	1	new in 2022
1	HP	LTHK	37.7095	20.8367		Lithakia,Zakinthos	GR	Urban free field	concrete	Trillium40s	40		Trident/Nanometrics	100	2	UPAT	Sokos/Germenis	1	1	NOA	1	1
1	HP	LTK	38.0228	22.9673		Loutraki G120s	GR	Free field	bedrock	G120s	120		Guralp DM24	100	1	UPAT	Sokos/Germenis	1	1	NOA	1	1
1	HP	PDO	38.5986	21.1833		Prodromos	GR	Free field	bedrock	G120s	120		Guralp DM24	100	1	UPAT	Sokos/Germenis	1	1	NOA	1	1	looks like open in the fdsn link, looks like closed in the StationBook	OPEN there is a problem with power it will be fixed soon
1	HP	PLEV	38.4124	21.4073		Plevron-Mesologi	GR			Trillium Compact, 120 s	120					1	NOA
1	HP	PRMD	39.5299	21.0965		Pramanta	GR	Free field	bedrock	Trillium120P	120		Geobit SRi32	100	1	UPAT	Sokos/Germenis	1	1	NOA	1	1
1	HP	PVO	38.616	21.525		Paravola	GR	Free field	bedrock	Trillium120P	120		Trident/Nanometrics	100	1	UPAT	Sokos/Germenis	1	1	NOA	1	1	rotaphone installed
1	HP	PYL	36.8955	21.742		Pylos	GR	Free field	bedrock	G120s	120		Trident/Nanometrics	100	1	UPAT	Sokos/Germenis	1	1	NOA	1	1
1	HP	SERG	38.4133	22.0566		Sergoula	GR	Free field	bedrock	G120s	120		Guralp Minimus	100	1	UPAT	Sokos/Germenis	1	1	NOA	0	1
1	HP	UPR	38.2836	21.7864		UniversityofPatras	GR	Free field	ground	CMG-3ESP, 120	120		Earthdata	100	4	UPAT	Sokos/Germenis	1	1	NOA	1	1	looks like BB was closed in the StationBook, is it still operating in BB mode?
1	HP	VALY	37.1641	21.9836	24	Valyra, Messinia	GR			CMG-5T	1	1					1	NOA
1	HP	VLX	37.3703	22.3793		VLAXOKERASIA	GR	Free field	bedrock	Trillium40s	40		Trident/Nanometrics	100	1	UPAT	Sokos/Germenis	1	1	NOA	1	1
1	HP	VVK	38.4222	21.8116		Vomvokou,Nafpaktia	GR	Free field	bedrock	Trillium40s	40		Geobit SRi32	100	1	UPAT	Sokos/Germenis	1	1	NOA	1	0
1	HT	ACHL	39.008310	22.958120	5	Achilleion, Magnesia	GR			Colt, 60s	60		Wrangler, 40 Vpp					1	1	NOA
1	HT	AGG	39.0211	22.336		AgiosGeorgios	GR			Trillium120P	120		Centaur 40 Vpp (Gain1)					1	NOA	1	1
1	HT	ALN	40.885	26.046		Alexandroupolis	GR			CMG-3ESP 100s (2000 V/m/s)	100		Janus-Trident 40 Vpp (Gain 1)					1	NOA	1	1
1	HT	AOS2	39.1478	23.8436		Alonissos-2	GR			CMG-3ESP 100s (2000 V/m/s)	100		Janus-Trident 40 Vpp (Gain 1)					1	NOA	1	1
1	HT	CHOS	38.3869	26.0506		ChiosIsland	GR			CMG-3ESP 100s (2000 V/m/s)	100		Centaur 40 Vpp (Gain1)					1	NOA	1	1
1	HT	CMBO	36.4709	25.4056		Columbo,Santorini	GR			Trillium120P	120		Taurus 40 Vpp (Gain1)					1	NOA	1	1
1	HT	DMLN	38.2385	20.3734		Damoulianata-Kefalonia	GR			CMG-40T-1s (2000 V/m/s)	1	1	RT130 (Gain 1)					1	NOA	1	1
1	HT	DRAG	38.6839	20.5746		Dragano-Lefkada	GR			CMG-40T, 30s-100Hz	30	1	RT130 (Gain 1)					1	NOA	0	1
1	HT	EVGI	38.621	20.656		LefkadaIsland	GR			CMG-40T-30s (800 V/m/s)	30	1	RT130 (Gain 1)					1	NOA	1	1
1	HT	FLNA	40.780935	21.386324	730	Florina	GR			Trillium 120 Posthole, generation 3, 120 s, 1203 V	120		HRD-24 (Gain 1)					1	1	NOA	1	1
1	HT	FNA	40.781700	21.383600	806	Florina	GR			CMG-40T, 30 s, 800 V/m/s-HRD-24, gain 1, 100 sps	30					1	1	NOA
1	HT	FNA1	40.802113	21.423543	639	PAEK, Florina	GR			CMG-40T, 30 s, 800 V/m/s-RT130, gain 1	30					1	1	NOA
1	HT	FNA2	40.850275	21.398453	636	Kato Kleines, Florina	GR			CMG-40T, 30 s, 800 V/m/s-RT130, gain 1	30					1	1	NOA
1	HT	FNA3	40.834563	21.584310	704	Meliti, Florina	GR			CMG-40T, 30 s, 800 V/m/s-RT130, gain 1	30					1	1	NOA
1	HT	FNA4	40.779542	21.359183	778	Neo Chorio, Florina	GR			CMG-40T, 30 s, 800 V/m/s-RT130, gain 1	30					1	1	NOA
1	HT	FNA5	40.724207	21.457443	839	Ydroussa, Florina	GR			CMG-40T, 30 s, 800 V/m/s-RT130, gain 1	30					1	1	NOA
1	HT	GRG	40.957	22.401		Griva	GR			CMG-3ESP 100s (2000 V/m/s)	100		Taurus 40 Vpp (Gain1)					1	NOA	1	1
1	HT	HORT	40.5978	23.0996		Hortiatis	GR			CMG-3ESP 100s (2000 V/m/s)	100		Janus-Trident 40 Vpp (Gain 1)					1	NOA	1	1
1	HT	IGT	39.5315	20.3299		Igoumenitsa	GR			CMG-3ESP 100s (2000 V/m/s)	100		HRD-24 (Gain 1)					1	NOA	1	1
1	HT	KAVA	40.99666	24.513666		Kavala	GR			TrilCompact120s (754 V/m/s)	120		Centaur 40 Vpp (Gain1)					1	NOA	1	1
1	HT	KNT	41.162	22.898		Kendrikon	GR			CMG-3ESP 100s (2000 V/m/s)	100		Taurus 40 Vpp (Gain1)					1	NOA	1	1
1	HT	KOKK	40.8178	23.9992		Kokkinochori,Kavala	GR			TrilCompact120s (754 V/m/s)	120		Taurus 40 Vpp (Gain1)					1	NOA	1	1
1	HT	KPRO	39.95495	21.36321		Kipourio	GR			CMG-3ESP 100s (2000 V/m/s)	100		Taurus 40 Vpp (Gain1)					1	NOA	1	1
1	HT	KRND	37.383	23.1502		KRANIDI	GR			CMG-3ESP 100s (2000 V/m/s)	100		Taurus 40 Vpp (Gain1)					1	NOA	1	1
1	HT	LFKM	39.4465	20.0608	1	Lefkimmi	GR			LE-3Dlite 1s (400 V/m/s)	1	1	RT130 (Gain 32)					1	NOA	0	0	Will be included in EIDA in the next months
1	HT	LIT	40.10333	22.48916		Litokhoron	GR			CMG-3ESP 100s (2000 V/m/s)	100		Taurus 40 Vpp (Gain1)					1	NOA	1	1
1	HT	LKD2	38.78893	20.65779		LefkadaIsland	GR			CMG-3ESP 100s (2000 V/m/s)	100		Janus-Trident 40 Vpp (Gain 1)					1	NOA	1	1
1	HT	NESN	39.726662	22.539882	101	Nesson	GR			CMG-40T, 1s-100Hz	1	1					1	NOA
1	HT	NEST	40.4147	21.0489		Nestorio	GR			Trillium120P	120		Janus-Trident 40 Vpp (Gain 1)					1	NOA	1	1
1	HT	NIS1	36.60233	27.17817		NisyrosIsl	GR			CMG-3ESP 100s (2000 V/m/s)	100		Taurus 40 Vpp (Gain1)					1	NOA	1	1
1	HT	NYDR	38.7135	20.6983		Nydri-Lefkada	GR			CMG-40T-1s (2000 V/m/s)	1	1	RT130 (Gain 1)					1	NOA	1	1
1	HT	OUR	40.3325	23.9791		Ouranopolis	GR			CMG-3ESP 100s (2000 V/m/s)	100		Centaur 40 Vpp (Gain1)					1	NOA	1	1
1	HT	PAIG	39.9363	23.6768		Paliouri	GR			CMG-3ESP 100s (2000 V/m/s)	100		Taurus 40 Vpp (Gain1)					1	NOA	1	1
1	HT	PSDA	38.114	20.5841		Pessada-Kefalonia	GR			CMG-40T-30s (800 V/m/s)	30	1	RT130 (Gain 1)					1	NOA	1	1
1	HT	RTZL	38.076	20.7715	103	Ratzakli	GR			TrilCompact120s (754 V/m/s)	120		RT130 (Gain 1)					1	NOA	0	0
1	HT	SIGR	39.2114	25.8553		SIGRI	GR			CMG-3ESP 100s (2000 V/m/s)	100		Janus-Trident 40 Vpp (Gain 1)					1	NOA	1	1
1	HT	SOH	40.8217	23.3539		Sohos	GR			Trillium120P	120		Taurus 40 Vpp (Gain1)					1	NOA	1	1
1	HT	SRS	41.10866	23.595		Serrai	GR			CMG-3ESP 100s (2000 V/m/s)	100		Janus-Trident 40 Vpp (Gain 1)					1	NOA	1	1
1	HT	STRF	37.2497	21.013	8	Strofades island	GR			CMG-40T, 30s-100Hz	30					1
1	HT	THAS	40.6064	24.7194		ThassosIsland	GR			CMG-3ESP 100s (2000 V/m/s)	100		Janus-Trident 40 Vpp (Gain 1)					1	NOA	1	1
1	HT	THE	40.6319	22.9628		Thessaloniki	GR			CMG-6T, 30s (2000 V/m/s)	30	1	Trident, 40 Vpp (Gain 1)					1	NOA	0	1	station with the same name in France, network MT. The HT station is the one in ISC (http://www.isc.ac.uk/cgi-bin/stations?stacode=THE) and has been in operation since 1981
1	HT	THT1	36.385841	25.429562	0	Athinios (Pelekanos)	GR			CMG-40T, 30 s	30	1					1	NOA
1	HT	TSLK	38.8249	20.6554		Tsoukalades,LefkadaIsland	GR			CMG-40T-1s (2000 V/m/s)	1	1	RT130 (Gain 1)					1	NOA	1	1
1	HT	TYRN	39.711	22.2325		Tyrnavos	GR			Trillium120P	120		Centaur 40 Vpp (Gain1)					1	NOA	1	1
1	HT	XOR	39.36598	23.19178		Xorichti	GR			TrilCompact120s (754 V/m/s)	120		Taurus 40 Vpp (Gain1)					1	NOA	1	1
1	HU	ABAH	48.296100	21.239700		Abaujker	H			STS25	120					1			1
1	HU	AMBH	46.350100	20.725800		Ambrozfalva	H			G120	120					1			1
1	HU	BEHE	46.470300	16.775500		Becsehely	H			STS2	120					1			1
1	HU	BSZH	47.299600	20.267000		Besenyszog	H			G120	120					1			1
1	HU	BUD	47.483100	19.020100		Budapest	H			STS2	120					1			1
1	HU	CSKK	47.363100	18.260600		Csokako	H			G120	120					1			1
1	HU	EGYH	47.416200	17.331700		Egyhazaskeszo	H			G120	120					1			1
1	HU	KOVH	46.088300	18.099900		Kovagotottos	H			STS25	120					1			1
1	HU	LTVH	47.384900	21.900700		Letavertes	H			G120	120					1			1
1	HU	MORH	46.215000	18.643600		Moragy	H			STS2	120					1			1
1	HU	MPLH	47.171200	17.534800		Magyarpolany	H			STS25	120					1			1
1	HU	PSZ	47.918200	19.893400		Piszkes	H			STS2	120					1			1
1	HU	SOP	47.680700	16.556700		Sopron	H			STS2	120					1			1
1	HU	TIH	46.900100	17.887700		Tihany	H			G120	120					1			1
1	HU	TRPA	48.130400	22.539100		Tarpa	H			STS2	120					1			1
0	IJ	MAR1	40.6533	27.6633			TR			CMG-6T	30					0
0	IJ	MAR8	40.6121	27.5348			TR			CMG-6T	30					0
0	IJ	MAR9	40.6196	27.702003			TR			CMG-6T	30					0
0	IU	GRFO	49.690899	11.2203		Grafenberg, Germany	D			KS54000	333					0				response file says KS36000, Klaus Stammler confirmed its KS54000 and PaZ corresponds to KS54000
0	IU	KIEV	50.701199	29.224199	180	Kiev	UA			STS1	360					0		1	1
1	IV	ACATE	37.02398	14.50064	210		I			LENNARTZ LE3D-5S	5					1
1	IV	ACER	40.7867	15.9427	690		I			NANOMETRICS TRILLIUM-40S	40					1
1	IV	AGLI	41.1269	9.1733	180		I			NANOMETRICS TRILLIUM-40S	40					1
1	IV	AGST	37.25652	15.22713	70		I			LENNARTZ LE3D-5S	5					1
1	IV	AIO	37.9712	15.233	751		I			NANOMETRICS TRILLIUM-40S	40					1
1	IV	ALJA	37.74897	13.75373	700		I			NANOMETRICS TRILLIUM-40S	40					1
1	IV	AMUR	40.9071	16.6041	443		I			NANOMETRICS TRILLIUM-40S	40					1
1	IV	AOI	43.55017	13.602	530		I			NANOMETRICS TRILLIUM-40S	40					1
1	IV	APEC	43.55846	12.41991	488		I			NANOMETRICS TRILLIUM-40S	40					1
1	IV	APPI	46.47868	11.22813	1056		I			LENNARTZ LE3D-5S	5					1
1	IV	APRC	41.75738	15.54308	672		I			NANOMETRICS TRILLIUM-120C	120					1
1	IV	ARCI	42.8519	11.4754	1080		I			NANOMETRICS TRILLIUM-40S	40					1
1	IV	ARRO	42.57917	12.76567	253		I			LENNARTZ LE3D-5S	5					1
1	IV	ARVD	43.49807	12.94153	461		I			NANOMETRICS TRILLIUM-40S	40					1
1	IV	ASOL	45.8003	11.9023	181		I			KINEMETRICS EPISENSOR-FBA-ES-T-CL-2G-FS-40-VPP	1					1
1	IV	ASQU	43.7967	11.7893	860		I			NANOMETRICS TRILLIUM-120S	120					1
1	IV	ASSB	43.0426	12.6587	734		I			NANOMETRICS TRILLIUM-40S	40					1
1	IV	ATBU	43.47571	12.54828	1000		I			LENNARTZ LE3D-5S	5					1
1	IV	ATCC	43.18514	12.63994	557		I			KINEMETRICS EPISENSOR-FBA-ES-T-CL-2G-FS-40-VPP	1					1
1	IV	ATFO	43.3666	12.5715	960		I			NANOMETRICS TRILLIUM-40S	40					1
1	IV	ATLO	43.31516	12.40726	584		I			LENNARTZ LE3D-5S	5					1
1	IV	ATMC	43.44685	12.1928	740		I			LENNARTZ LE3D-5S	5					1
1	IV	ATMI	43.33419	12.26801	581		I			NANOMETRICS TRILLIUM-40S	40					1
1	IV	ATPC	43.4807	12.457	810		I			NANOMETRICS TRILLIUM-40S	40					1
1	IV	ATPI	43.45068	12.40222	694		I			LENNARTZ LE3D-5S	5					1
1	IV	ATSC	43.424	12.68641	895		I			LENNARTZ LE3D-1S	1					1
1	IV	ATVA	43.2786	12.28531	605		I			LENNARTZ LE3D-5S	5					1
1	IV	ATVO	43.38211	12.40663	638		I			NANOMETRICS TRILLIUM-40S	40					1
1	IV	BADI	43.50967	12.24433	430		I			LENNARTZ LE3D-5S	5					1
1	IV	BAG8	45.8228	10.4664	807		I			KINEMETRICS EPISENSOR-FBA-ES-T-CL-2G-FS-40-VPP	1					1
1	IV	BARO	42.24795	12.05123	350		I			Lunitek Tellus_5s	5					1
1	IV	BDI	44.06238	10.59698	830		I			NANOMETRICS TRILLIUM-40S	40					1
1	IV	BIOG	41.199899	15.132629	623		I			NANOMETRICS TRILLIUM-120S	120					1
1	IV	BLLA	44.14294	12.47033	1		I			LENNARTZ LE3D-1S	1					1
1	IV	BOB	44.76792	9.44782	910		I			NANOMETRICS TRILLIUM-40S	40					1
1	IV	BORM	46.4694	10.3764	1235		I			KINEMETRICS EPISENSOR-FBA-ES-T-CL-2G-FS-40-VPP	1					1
1	IV	BOSL	43.930960	11.374336	378	BORGO SAN LORENZO	I			GURALP CMG-40T-30S	30		NANOMETRICS TAURUS-FS-40-VPP-SG-1					1	1	INGV
1	IV	BOZZ/A312A	45.1071	10.482	30	Bozzolo	I			NANOMETRICS TRILLIUM-120C	120					1
1	IV	BRES	46.69868	11.7341	2454		I			LENNARTZ LE3D-1S	1					1
1	IV	BRIS	44.22454	11.76657	260		I			NANOMETRICS TRILLIUM-40S	40					1
1	IV	BRMO	46.47616	10.37218	1380		I			NANOMETRICS TRILLIUM-40S	40					1
1	IV	BRSN	44.28418	12.08023	20		I			LENNARTZ LE3D-1S	1					1
1	IV	BSSO	41.5461	14.5938	1010		I			NANOMETRICS TRILLIUM-40S	40					1
1	IV	BULG	40.0783	15.3776	815		I			NANOMETRICS TRILLIUM-40S	40					1
1	IV	CAAM	40.82	14.1407	130		I			GURALP CMG-40T-60S	60					1
1	IV	CADA	43.1942	13.7614	148		I			KINEMETRICS EPISENSOR-FBA-ES-T	1					1
1	IV	CADC	45.455464	10.128662	106		I			KINEMETRICS EPISENSOR-FBA-ES-T-CL-2G-FS-40-VPP	1					1
1	IV	CAFE	41.028	15.2366	1070		I			NANOMETRICS TRILLIUM-40S	40					1
1	IV	CAFI	43.3292	11.9663	547		I			NANOMETRICS TRILLIUM-40S	40					1
1	IV	CAGG	40.5573	15.5114	1176		I			LENNARTZ LE3D-5S	5					1
1	IV	CAIS	43.050003	9.842659	33		I			GURALP CMG-3ESPC-120S	120		GURALP MINIMUS_PLUS					1	1	INGV
1	IV	CAMP	42.53578	13.409	1283		I			NANOMETRICS TRILLIUM-120S	120					1
1	IV	CAPA	41.158295	15.816928	156		I			NANOMETRICS TRILLIUM-120C	120					1
1	IV	CAPR	45.6372	9.9345	215		I			KINEMETRICS EPISENSOR-FBA-ES-T-CL-2G-FS-40-VPP	1					1
1	IV	CAR1	39.2534	16.2114	680		I			NANOMETRICS TRILLIUM-40S	40					1
1	IV	CASP	42.7908	10.8652	390		I			NANOMETRICS TRILLIUM-40S	40					1
1	IV	CAVE	44.8658	11.0031	18		I			NANOMETRICS TRILLIUM-120S	120					1
1	IV	CAVT	37.67883	12.7556	158		I			GURALP CMG-3EX	30					1
1	IV	CBAC	40.810901	14.08057	77	Campi Flegrei, Castello di Baia - Stazione Osservatorio Vesu	I			GURALP CMG-3T-120S	120					1
1	IV	CDCA	43.4584	12.2336	50		I			KINEMETRICS EPISENSOR-FBA-ES-T	1					1
1	IV	CDRU	40.4896	15.3046	1057		I			NANOMETRICS TRILLIUM-40S	40					1
1	IV	CELB	42.746577	10.210652	742		I			NANOMETRICS TRILLIUM-40S	40					1
1	IV	CELI	39.4027	16.5088	1290		I			NANOMETRICS TRILLIUM-120S	120					1
1	IV	CERA	41.5978	14.0183	800		I			NANOMETRICS TRILLIUM-40S	40					1
1	IV	CERT	41.94903	12.98176	773		I			NANOMETRICS TRILLIUM-120S	120					1
1	IV	CESI	43.0049	12.9046	840		I			NANOMETRICS TRILLIUM-40S	40					1
1	IV	CESX	42.608486	12.58676	458		I			NANOMETRICS TRILLIUM-240S	240					1
1	IV	CET2	39.528756	15.954618	675		I			NANOMETRICS TRILLIUM-40S	40					1
1	IV	CFMN	40.8329	14.0935	59		I			GURALP CMG-40T-60S	60					1
1	IV	CGL	39.366	9.296	1050		I			LENNARTZ LE3D-20S	20					1
1	IV	CIGN	41.65418	14.90502	350		I			NANOMETRICS TRILLIUM-40S	40					1
1	IV	CIMA	43.305297	13.670091	163		I			KINEMETRICS EPISENSOR-FBA-ES-T-CL-2G-FS-40-VPP	1					1
1	IV	CIMI	37.881475	13.572629	623		I			NANOMETRICS TRILLIUM-120C	120		NANOMETRICS Centaur					1	1	INGV
1	IV	CING	43.37557	13.1954	626		I			NANOMETRICS TRILLIUM-40S	40					1
1	IV	CLTA	37.158	13.962	246		I			NANOMETRICS TRILLIUM-40S	40					1
1	IV	CMDO	37.4639	13.8229	571		I			NANOMETRICS TRILLIUM-40S	40					1
1	IV	CMIS	40.778154	14.089047	134	Faro di Capo Miseno - Stazione Osservatorio Vesuviano	I			GURALP CMG-3ESPC-120S	120					1
1	IV	CMPO	44.5808	11.8056	2		I			KINEMETRICS EPISENSOR-FBA-ES-T-CL-2G-FS-40-VPP	1					1
1	IV	CMPR	40.3181	15.303	732		I			NANOMETRICS TRILLIUM-40S	40					1
1	IV	CMSN	40.8382	14.1818	20		I			GURALP CMG-40T-60S	60					1
1	IV	CNCS	45.606	10.217	126		I			KINEMETRICS EPISENSOR-FBA-ES-T-CL-2G-FS-40-VPP	1					1
1	IV	CNIS	40.79817	14.163176	50		I			GURALP CMG-3ESPC-120S	120					1
1	IV	COLB	40.8187	14.1473	22		I			GURALP CMG-40T-60S	60					1
1	IV	COR1	43.63183	13.00033	237		I			LENNARTZ LE3D-1S	1					1
1	IV	CORL	37.8943	13.3038	660		I			NANOMETRICS TRILLIUM-40S	40					1
1	IV	CPGN	43.8011	12.3205	1400		I			LENNARTZ LE3D-1S	1					1
1	IV	CPIS	40.8292	14.147	77		I			GURALP CMG-40T-60S	60					1
1	IV	CPOZ	40.8211	14.1187	2		I			GURALP CMG-40T-60S	60					1
1	IV	CPTP	37.4075	14.1625	561		I			NANOMETRICS TRILLIUM-40S	40					1
1	IV	CQUE	40.885355	14.155414	109		I			GURALP CMG-3ESP	120		GURALP Affinity					1	1	INGV
1	IV	CRAC	40.3814	16.435	384		I			LENNARTZ LE3D-5S	5					1
1	IV	CRE	43.61888	11.95167	1215		I			NANOMETRICS TRILLIUM-40S	40					1
1	IV	CRJA	37.80162	13.00433	560		I			GURALP CMG-3EX	30					1
1	IV	CRMI	43.795597	10.979506	490		I			NANOMETRICS TRILLIUM-40S	40					1
1	IV	CRND	45.8361	12.0131	159		I			KINEMETRICS EPISENSOR-FBA-ES-T-CL-2G-FS-40-VPP	1					1
1	IV	CROCE	36.8326	14.5345	112		I			LENNARTZ LE3D-20S	20					1
1	IV	CRTC	43.768478	12.883011	197	Cartoceto	I			NANOMETRICS TRILLIUM-120S	120					1
1	IV	CRTO	40.8212	14.4223	1122		I			GURALP CMG-40T-60S	60					1
1	IV	CSFT	40.8291	14.1397	107		I			GURALP CMG-40T-60S	60					1
1	IV	CSGE1	38.270500	16.220500	480		I			NANOMETRICS TRILLIUM-20C	20		INGV GAIA2-FS-40-VPP					1	1	INGV
1	IV	CSLB	37.93745	14.05785	583		I			NANOMETRICS TRILLIUM-120S	120					1
1	IV	CSNT	43.47311	11.29017	636		I			NANOMETRICS TRILLIUM-40S	40					1
1	IV	CSOB	40.8275	14.1443	175		I			GURALP CMG-40T-60S	60					1
1	IV	CSP1	43.091833	13.204833	1188		I			LENNARTZ LE3D-1S	1					1
1	IV	CSTH	40.829447	14.149329	108	Solfatara Tennis Hotel - Stazione Osservatorio Vesuviano	I			GURALP CMG-3ESPC-120S	120					1
1	IV	CTI	46.04818	11.6497	1180		I			NANOMETRICS TRILLIUM-120S	120					1
1	IV	CTL8	45.2763	9.7622	60		I			MALIN MALIN	0.5					1
1	IV	DGI	40.31802	9.60668	354		I			NANOMETRICS TRILLIUM-40S	40					1
1	IV	EBCN	37.752000	14.985800	3135	Etna Bocca Nuova	I			NANOMETRICS TRILLIUM-120S	120		NANOMETRICS TRIDENT-FS-40-VPP-SG-1					1	1	INGV
1	IV	EBDA	37.633500	15.122300	350	Etna Bosco di Aci	I			GURALP CMG-3EX	120		INGV GAIA2-FS-20-VPP					1	1	INGV
1	IV	ECBD	37.7802	15.0865	1465	Etna Case Bada	I			NANOMETRICS TRILLIUM-40S	40					1
1	IV	ECHR	37.6863	14.9129	1168		I			NANOMETRICS TRILLIUM-40S	40					1
1	IV	ECNE	37.7653	15.0018	2946		I			NANOMETRICS TRILLIUM-40S	40					1
1	IV	ECPN	37.7437	14.9865	3038	Etna Cratere del Piano	I			NANOMETRICS TRILLIUM-40S	40					1
1	IV	ECTS	37.882	15.121	681	CASTIGLIONE	I			NANOMETRICS TRILLIUM-40S	40					1
1	IV	ECZM	37.7313	14.9041	1391	Etna Case Zampini	I			NANOMETRICS TRILLIUM-40S	40					1
1	IV	EFIU	37.7896	15.2103	97	Fiumefreddo di Sicilia	I			NANOMETRICS TRILLIUM-40S	40					1
1	IV	EL6	43.329333	13.101667	978		I			LENNARTZ LE3D-1S	1					1
1	IV	EMAS	37.57919	15.05257	612	Mascalucia	I			GURALP CMG-3EX	120					1
1	IV	EMCN	37.7912	15.0336	1916		I			NANOMETRICS TRILLIUM-40S	40					1
1	IV	EMFO	37.7357	15.0902	1209	Etna Monte Fontane	I			NANOMETRICS TRILLIUM-40S	40					1
1	IV	EMFS	37.7196	14.9979	2552	Etna Monte Frumento Supino	I			NANOMETRICS TRILLIUM-40S	40					1
1	IV	EMNR	37.8168	15.026	1845	Etna Monte Nero	I			NANOMETRICS TRILLIUM-40S	40					1
1	IV	EMPL	37.679	14.9703	1484	Etna Monte Parmentelli	I			NANOMETRICS TRILLIUM-40S	40					1
1	IV	EMSA	37.498	14.945	140	Motta Sant Anastasia	I			GURALP CMG-3T-120S	120		GURALP MINIMUS_PLUS					1
1	IV	EMSG	37.8208	14.9498	1435		I			NANOMETRICS TRILLIUM-40S	40					1
1	IV	ENIC	37.6314	15.0216	877		I			NANOMETRICS TRILLIUM-40S	40					1
1	IV	EPDN	37.7659	15.0168	2862	Etna Pizzi Deneri	I			NANOMETRICS TRILLIUM-40S	40					1
1	IV	EPIT	37.8113	15.0567	1657		I			NANOMETRICS TRILLIUM-40S	40					1
1	IV	EPLC	37.765100	14.985700	2698	Etna Punta Lucia	I			NANOMETRICS TRILLIUM-40S	40		NANOMETRICS TRIDENT-FS-40-VPP-SG-1					1	1	INGV
1	IV	EPMN	37.8204	15.1773	541	Piedimonte Etneo	I			NANOMETRICS TRILLIUM-40S	40					1
1	IV	EPOZ	37.6719	15.1885	124		I			NANOMETRICS TRILLIUM-40S	40					1
1	IV	EPZF	37.824	14.857	1140		I			NANOMETRICS TRILLIUM-40S	40					1
1	IV	ERBM	44.41945	10.41268	933	EREMO DI BISMANTOVA	I			LENNARTZ LE3D-5S	5					1
1	IV	ERC	38.03763	12.5873	776		I			LENNARTZ LE3D-5S	5					1
1	IV	ESAL	37.7551	15.1345	768	Etna Sant Alfio	I			GURALP CMG-3EX	120					1
1	IV	ESCV	37.747	14.8152	640	Etna Scorciavacca	I			NANOMETRICS TRILLIUM-40S	40					1
1	IV	ESLN	37.6934	14.9744	1787		I			NANOMETRICS TRILLIUM-40S	40					1
1	IV	ESML	37.6181	14.8794	417		I			NANOMETRICS TRILLIUM-40S	40					1
1	IV	ESPC	37.6925	15.0274	1655	Etna Serra Pizzuta Calvarina	I			NANOMETRICS TRILLIUM-40S	40					1
1	IV	ESVO	37.7731	14.9469	1736	Etna Monte Scavo	I			NANOMETRICS TRILLIUM-40S	40					1
1	IV	EUCT	45.2026	9.1349	82		I			KINEMETRICS EPISENSOR-FBA-ES-T-CL-2G-FS-40-VPP	1					1
1	IV	EVRN	37.6892	15.1356	421	Santa Venerina	I			LENNARTZ LE3D-20S	20		NANOMETRICS TRIDENT-FS-40-VPP-SG-1					1
1	IV	FAEN	44.2895	11.877	41		I			KINEMETRICS EPISENSOR-FBA-ES-T	1					1
1	IV	FAGN	42.26573	13.58379	761		I			NANOMETRICS TRILLIUM-40S	40					1
1	IV	FANO	43.843471	13.018354	15		I			COLIBRYS SF3000	1					1				ACC MEMS
1	IV	FAVA	37.328791	13.659995	370		I			NANOMETRICS TRILLIUM-120C	120					1
1	IV	FCOR	43.76911	12.81459	555		I			COLIBRYS SF3000	1					1				ACC MEMS
1	IV	FDMO	43.0365	13.0873	550		I			NANOMETRICS TRILLIUM-240S	240					1
1	IV	FEMA	42.9621	13.04976	1370		I			KINEMETRICS EPISENSOR-FBA-ES-T-CL-2G-FS-40-VPP	1					1
1	IV	FERC	38.45271	16.12807	460	Galatro	I			SARA SS08	180					1				ACC
1	IV	FERS	44.9035	11.5406	3		I			KINEMETRICS EPISENSOR-FBA-ES-T-CL-2G-FS-40-VPP	1					1
1	IV	FIAM	42.26802	13.11718	1070		I			NANOMETRICS TRILLIUM-120S	120					1
1	IV	FIR	43.774366	11.255134	40		I			NANOMETRICS TRILLIUM-240S	240					1
1	IV	FIU	44.64031	11.49165	12		I			LENNARTZ LE3D-5S	5					1
1	IV	FIU1	43.188561	12.931604	479		I			COLIBRYS SF3000	1					1				ACC MEMS
1	IV	FNVD	44.16782	11.1229	950		I			NANOMETRICS TRILLIUM-40S	40					1
1	IV	FOSV	43.29483	12.76117	559		I			LENNARTZ LE3D-5S	5					1
1	IV	FREG	46.011092	12.312986	500	Fregona	I			LENNARTZ LE3D-LITE	1					1
1	IV	FRON	43.51777	12.72572	515		I			LENNARTZ LE3D-5S	5					1
1	IV	FROS	43.20972	11.15622	432		I			NANOMETRICS TRILLIUM-40S	40					1
1	IV	FVI	46.59658	12.7804	1024		I			NANOMETRICS TRILLIUM-40S	40					1
1	IV	GAG1	43.238063	13.067434	484		I			COLIBRYS SF3000	1					1				ACC MEMS
1	IV	GALF	37.7107	14.5665	740		I			NANOMETRICS TRILLIUM-40S	40					1
1	IV	GATE	41.513145	14.910201	487	Gambatesa	I			NANOMETRICS TRILLIUM-120S	120					1
1	IV	GAVE	42.6922	12.8942	1161		I			LENNARTZ LE3D-5S	5					1
1	IV	GIB	37.990126	14.026023	1020		I			NANOMETRICS TRILLIUM-120S	120					1
1	IV	GIGS	42.453167	13.572833	960		I			NANOMETRICS TRILLIUM-240S	240					1
1	IV	GIUL	41.55827	13.25458	566		I			NANOMETRICS TRILLIUM-40S	40					1
1	IV	GIZZ	38.97983	16.20777	713		I			NANOMETRICS TRILLIUM-40S	40					1
1	IV	GRI	38.82213	16.42002	510		I			MARK L-4C-171	1					1
1	IV	GRIS	39.7405	15.8531	551		I			LENNARTZ LE3D-5S	5					1
1	IV	GUAR	41.7945	13.31229	741		I			NANOMETRICS TRILLIUM-40S	40					1
1	IV	GUMA	43.0627	13.3352	574		I			NANOMETRICS TRILLIUM-120S	120					1
1	IV	HAGA	37.285	15.155	126		I			NANOMETRICS TRILLIUM-40S	40					1
1	IV	HAVL	36.9596	15.122	502	Avola	I			GURALP CMG-3EX	120					1
1	IV	HCRL	37.2831	15.0325	240	Carlentini	I			GURALP CMG-3EX	120					1
1	IV	HLNI	37.3485	14.872	146		I			NANOMETRICS TRILLIUM-40S	40					1
1	IV	HMDC	36.959	14.7831	595		I			NANOMETRICS TRILLIUM-40S	40					1
1	IV	HPAC	36.708500	15.037200	70		I			NANOMETRICS TRILLIUM-40S	40		GURALP MINIMUS_PLUS					1	1	INGV
1	IV	HSRS	37.0928	15.222	100	Siracusa Targia Epipoli (Belvedere)	I			GURALP CMG-3EX	120					1
1	IV	HVIT	36.9926	14.5216	296	Vittoria (Ragusa)	I			GURALP CMG-3EX	120					1
1	IV	HVZN	37.1783	14.7155	787		I			NANOMETRICS TRILLIUM-40S	40					1
1	IV	IACL	38.533	14.355	145		I			NANOMETRICS TRILLIUM-40S	40					1
1	IV	IBCM	40.71089	13.91612	314		I			LENNARTZ LE3D-LITE	1					1
1	IV	ICVJ	40.74351	13.89522	81		I			LENNARTZ LE3D-LITE	1					1
1	IV	IFIL	38.5642	14.5753	277		I			NANOMETRICS TRILLIUM-40S	40					1
1	IV	IFOR	40.7115	13.8551	170		I			GURALP CMG-40T-60S	60					1
1	IV	ILOS	38.4457	14.9483	283	Lipari Observatory	I			NANOMETRICS TRILLIUM-40S	40					1
1	IV	IMOL	44.35955	11.74248	27		I			LENNARTZ LE3D-1S	1					1
1	IV	IMTC	40.7209	13.8758	59		I			GURALP CMG-40T-60S	60					1
1	IV	INTR	42.01154	13.9046	924		I			NANOMETRICS TRILLIUM-40S	40					1
1	IV	IOCA	40.7458	13.9008	123		I			GURALP CMG-40T-60S	60					1
1	IV	IPAI	36.912079	14.724807	584		I			NANOMETRICS TRILLIUM-120C	120		NANOMETRICS Centaur					1	1	INGV
1	IV	IPNR	38.643500	15.068800	205	Panarea	I			NANOMETRICS TRILLIUM-120C	120		NANOMETRICS TRIDENT-FS-40-VPP-SG-1					1	1	INGV
1	IV	IPSM	40.746222	13.943825	154	Ischia Porto, Stazione Osservartorio Vesuviano	I			GURALP CMG-40T-30S	30		GURALP CMG_DM24_MK3_TTL24					1
1	IV	ISNA	38.554600	14.849600	978	Monte Fossa delle Felci - Santa Marina Salina	I			NANOMETRICS TRILLIUM-40S	40		NANOMETRICS TRIDENT-FS-16-VPP-SG-1					1	1	INGV
1	IV	ISPIC	36.7804	14.9033	260		I			LENNARTZ LE3D-5S	5					1
1	IV	IST3	38.7992	15.2304	255		I			NANOMETRICS TRILLIUM-40S	40					1
1	IV	ISTR	38.7866	15.1918	103		I			NANOMETRICS TRILLIUM-40S	40					1
1	IV	IVCR	38.409600	14.961000	172	Vulcano Cratere	I			NANOMETRICS TRILLIUM-40S	40		NANOMETRICS TRIDENT-FS-40-VPP-SG-1					1	1	INGV
1	IV	IVGP	38.3968	14.9608	150		I			NANOMETRICS TRILLIUM-40S	40					1
1	IV	IVLC	40.75909	13.872129	92		I			GURALP CMG-40T-30S	30		GURALP CMG_DM24_MK3_TTL24					1
1	IV	IVLT	38.3961	14.9482	242	Vulcano Lentia	I			NANOMETRICS TRILLIUM-40S	40					1
1	IV	IVPL	38.3763	14.9801	486		I			NANOMETRICS TRILLIUM-40S	40					1
1	IV	IVUG	38.396	14.986	250		I			NANOMETRICS TRILLIUM-40S	40					1
1	IV	JOPP	38.6068	15.8856	500		I			NANOMETRICS TRILLIUM-40S	40					1
1	IV	LADO	39.283981	16.979492	488		I			LENNARTZ LE3D-5S	5					1
1	IV	LATB	41.4939	12.96239	0		I			MALIN MALIN	0.5					1
1	IV	LATE	42.6137	11.804	610		I			NANOMETRICS TRILLIUM-40S	40					1
1	IV	LAV9	41.67778	12.69888	300		I			NANOMETRICS TRILLIUM-40S	40					1
1	IV	LEVAN	37.991327	12.345623	73		I			LENNARTZ LE3D-lite-MkIII-1s	1					1
1	IV	LIBRI	38.083692	14.928733	945		I			NANOMETRICS TRILLIUM-120C	120					1
1	IV	LIK	41.5047	13.558	197		I			LENNARTZ LE3D-1S	1					1
1	IV	LINA	35.8613	12.86432	70		I			NANOMETRICS TRILLIUM-40S	40					1
1	IV	LMD	44.07746	11.707267	450		I			NANOMETRICS TRILLIUM-240S	240					1
1	IV	LNSS	42.60286	13.04032	1155		I			NANOMETRICS TRILLIUM-40S	40					1
1	IV	LOCA	43.306440	11.262260	511		I			NANOMETRICS TRILLIUM-120C	120		INGV GAIA2-FS-40-VPP					1	1	INGV
1	IV	LPDG	35.5183	12.6302	50		I			NANOMETRICS TRILLIUM-40S	40					1
1	IV	LPEL	42.0468	14.1832	760		I			NANOMETRICS TRILLIUM-40S	40					1
1	IV	LRP	41.64709	13.58658	372		I			LENNARTZ LE3D-lite-MkIII-1s	1					1
1	IV	LTRZ	40.60325	16.8191	381		I			LENNARTZ LE3D-5S	5					1
1	IV	MA9	41.769756	12.65907	340		I			NANOMETRICS TRILLIUM-240S	240					1
1	IV	MABI	46.05492	10.514	1853		I			NANOMETRICS TRILLIUM-40S	40					1
1	IV	MAGA	45.7753	10.6286	1265		I			NANOMETRICS TRILLIUM-40S	40					1
1	IV	MAGO	43.273245	10.657926	280		I			NANOMETRICS TRILLIUM-40S	40					1
1	IV	MARIO	37.954428	13.433009	724		I			NANOMETRICS TRILLIUM-120C	120					1
1	IV	MARS	37.7532	12.5647	65		I			NANOMETRICS TRILLIUM-120C	120					1
1	IV	MBAL	45.697536	10.858943	1215		I			NANOMETRICS TRILLIUM-120C	120					1
1	IV	MBFT	37.946147	12.953452	520		I			NANOMETRICS TRILLIUM-120S	120					1
1	IV	MC2	42.911418	13.188976	2		I			LENNARTZ LE3D-lite-MkIII-1s	1					1
1	IV	MCEL	40.3249	15.8019	960		I			NANOMETRICS TRILLIUM-40S	40					1
1	IV	MCI	41.491036	13.813008	493		I			LENNARTZ LE3D-5S	5					1
1	IV	MCIF	43.811583	12.631683	330		I			COLIBRYS SF3000	1					1				ACC MEMS
1	IV	MCIV	42.77861	11.6765	790		I			NANOMETRICS TRILLIUM-40S	40					1
1	IV	MCPD	38.1199	14.731	199	Capo Orlando (Messina)	I			NANOMETRICS TRILLIUM-40S	40					1
1	IV	MCRV	40.7826	15.1684	1191		I			NANOMETRICS TRILLIUM-40S	40					1
1	IV	MCT	37.61864	13.60761	1558		I			LENNARTZ LE3D-20S	20					1
1	IV	MDAR	43.1927	13.1427	940		I			KINEMETRICS EPISENSOR-FBA-ES-T-CL-2G-FS-40-VPP	1					1
1	IV	MDI	45.76972	9.716	954		I			NANOMETRICS TRILLIUM-40S	40					1
1	IV	MELA	41.7059	15.127	115		I			NANOMETRICS TRILLIUM-40S	40					1
1	IV	MERA	45.7054	9.4291	338		I			KINEMETRICS EPISENSOR-FBA-ES-T-CL-2G-FS-40-VPP	1					1
1	IV	MESG	40.589408	17.850423	78		I			NANOMETRICS TRILLIUM-40S	40					1
1	IV	MF5	42.987797	13.459709	723		I			LENNARTZ LE3D-1S	1					1
1	IV	MFNL	37.79082	12.92242	677		I			GURALP CMG-3EX	30					1
1	IV	MGAB	42.91263	12.11214	547		I			NANOMETRICS TRILLIUM-40S	40					1
1	IV	MGR	40.1376	15.55352	288		I			NANOMETRICS TRILLIUM-40S	40					1
1	IV	MIDA	41.64188	14.25402	950		I			NANOMETRICS TRILLIUM-40S	40					1
1	IV	MIGL	40.6044	16.441	440		I			NANOMETRICS TRILLIUM-40S	40					1
1	IV	MILN	45.4803	9.2321	125		I			NANOMETRICS TRILLIUM-40S	40					1
1	IV	MILZ	38.2713	15.2313	0		I			NANOMETRICS TRILLIUM-40S	40					1
1	IV	MMGO	37.66195	12.97673	397		I			GURALP CMG-3T-100S	100					1
1	IV	MML1	43.1135	12.9717	943		I			LENNARTZ LE3D-5S	5					1
1	IV	MMN	39.890961	15.990414	921		I			NANOMETRICS TRILLIUM-40S	40					1
1	IV	MMO1	42.899333	13.326833	957		I			LENNARTZ LE3D-5S	5					1
1	IV	MMUR	43.44183	12.9973	800		I			KINEMETRICS EPISENSOR-FBA-ES-T-CL-2G-FS-40-VPP	1					1
1	IV	MNTP	43.137378	13.469252	325		I			KINEMETRICS EPISENSOR-FBA-ES-T-CL-2G-FS-40-VPP	1					1
1	IV	MNTT	43.062	13.595667	343		I			LENNARTZ LE3D-1S	1					1
1	IV	MNTV	45.1495	10.7897	36		I			KINEMETRICS EPISENSOR-FBA-ES-T-CL-2G-FS-40-VPP	1					1
1	IV	MOCL	44.004901	11.180785	639		I			LENNARTZ LE3D-5S	5					1
1	IV	MOCO	41.37	15.158	1049		I			NANOMETRICS TRILLIUM-40S	40					1
1	IV	MODE	44.629722	10.949167	41		I			KINEMETRICS EPISENSOR-FBA-ES-T	1					1
1	IV	MODR	41.1459	13.8779	345		I			NANOMETRICS TRILLIUM-40S	40					1
1	IV	MOMA	42.80387	12.570071	1040		I			NANOMETRICS TRILLIUM-40S	40					1
1	IV	MONC	45.0739	7.9271	480		I			NANOMETRICS TRILLIUM-40S	40					1
1	IV	MPAG	43.6292	12.7595	930		I			LENNARTZ LE3D-5S	5					1
1	IV	MPAZ	37.9531	16.0067	496	Palizzi	I			NANOMETRICS TRILLIUM-40S	40					1
1	IV	MPG	38.16167	13.36	600		I			LENNARTZ LE3D-20S	20					1
1	IV	MPNC	38.1465	15.3528	479		I			NANOMETRICS TRILLIUM-40S	40					1
1	IV	MPPT	43.957533	11.090265	752		I			LENNARTZ LE3D-5S	5					1
1	IV	MRB1	41.1227	14.96815	688		I			NANOMETRICS TRILLIUM-40S	40					1
1	IV	MRCB	38.162	15.703	500	Reggio Calabria	I			GURALP CMG-3T-120S	120		GURALP MINIMUS_PLUS					1
1	IV	MRGE	45.76975	7.06101	1660		I			NANOMETRICS TRILLIUM-40S	40					1
1	IV	MRLC	40.7564	15.48892	605		I			NANOMETRICS TRILLIUM-40S	40					1
1	IV	MRVN	41.0609	16.1958	610		I			NANOMETRICS TRILLIUM-40S	40					1
1	IV	MSAG	41.712	15.9096	890		I			NANOMETRICS TRILLIUM-40S	40					1
1	IV	MSFR	38.0339	14.5916	723		I			NANOMETRICS TRILLIUM-40S	40					1
1	IV	MSRU	38.2639	15.5083	408		I			NANOMETRICS TRILLIUM-40S	40					1
1	IV	MSSA	44.31625	9.51739	930		I			NANOMETRICS TRILLIUM-240S	240					1
1	IV	MTCE	42.0228	12.74222	388		I			NANOMETRICS TRILLIUM-40S	40					1
1	IV	MTGR	37.89337	12.75932	751		I			GURALP CMG-3EX	30					1
1	IV	MTL1	43.256732	13.009601	353		I			COLIBRYS SF3000	1					1				ACC MEMS
1	IV	MTMR	40.918446	15.002567	850		I			LENNARTZ LE3D-1S	1					1
1	IV	MTRA	42.75669	13.39654	809		I			LENNARTZ LE3D-5S	5					1
1	IV	MTRZ	44.3128	11.4248	570		I			NANOMETRICS TRILLIUM-40S	40					1
1	IV	MTSN	40.2663	15.7515	1056		I			NANOMETRICS TRILLIUM-40S	40					1
1	IV	MTTG	38.0031	15.69992	484		I			NANOMETRICS TRILLIUM-40S	40					1
1	IV	MUCR	38.043	14.8739	1042		I			NANOMETRICS TRILLIUM-40S	40					1
1	IV	MURB	43.263	12.5246	845		I			NANOMETRICS TRILLIUM-40S	40					1
1	IV	NARO	43.610823	12.580583	272		I			NANOMETRICS TRILLIUM-40S	40					1
1	IV	NDIM	44.8873	10.8987	19		I			NANOMETRICS TRILLIUM-40S	40					1
1	IV	NEVI	44.5834	10.3163	480		I			KINEMETRICS EPISENSOR-FBA-ES-T-CL-2G-FS-40-VPP	1					1
1	IV	NOCI	40.7888	17.0644	420		I			NANOMETRICS TRILLIUM-40S	40					1
1	IV	NOV	38.0286	15.1356	835		I			NANOMETRICS TRILLIUM-40S	40					1
1	IV	NRCA	42.83355	13.11427	927		I			NANOMETRICS TRILLIUM-40S	40					1
1	IV	OFFI	42.935	13.6857	320		I			NANOMETRICS TRILLIUM-240S	240					1
1	IV	OPPE	45.3082	11.1724	20		I			NANOMETRICS TRILLIUM-40S	40					1
1	IV	ORI	40.05096	16.450405	375		I			NANOMETRICS TRILLIUM-40S	40					1
1	IV	ORZI	45.4056	9.9307	83		I			NANOMETRICS TRILLIUM-40S	40					1
1	IV	OSSC	43.52358	11.24579	452		I			NANOMETRICS TRILLIUM-120S	120					1
1	IV	OVO	40.8275	14.39667	584		I			NANOMETRICS TRILLIUM-240S	240					1
1	IV	PABO	41.748856	14.386994	1016	Pietrabbondante	I			NANOMETRICS TRILLIUM-120C	120		INGV GAIA2-FS-40-VPP					1	1	INGV
1	IV	PALZ	40.9441	15.9602	450		I			NANOMETRICS TRILLIUM-40S	40					1
1	IV	PANTE	36.81011	11.99514	111		I			LENNARTZ LE3D-20S	20					1
1	IV	PAOL	41.031206	14.567486	715		I			NANOMETRICS TRILLIUM-120S	120					1
1	IV	PARC	43.6486	12.2386	580		I			NANOMETRICS TRILLIUM-40S	40					1
1	IV	PCN	45.0353	9.7247	55		I			Lunitek Tellus_1s	1					1
1	IV	PCRO	43.60768	13.53233	165		I			KINEMETRICS EPISENSOR-FBA-ES-T-CL-2G-FS-40-VPP	1					1
1	IV	PE3	43.696	12.496333	530		I			LENNARTZ LE3D-1S	1					1
1	IV	PESA	43.94105	12.84018	221		I			NANOMETRICS TRILLIUM-40S	40					1
1	IV	PETRA	37.8335	14.1148	1547		I			NANOMETRICS TRILLIUM-40S	40					1
1	IV	PF6	43.137868	13.194333	419		I			LENNARTZ LE3D-1S	1					1
1	IV	PGEL	36.7942	11.9788	416	Pantelleria Gelfiser	I			NANOMETRICS TRILLIUM-40S	40					1	INGV
1	IV	PGHD	36.7714	12.0405	331	Pantelleria Serra Ghirlanda	I			NANOMETRICS TRILLIUM-40S	40					1	INGV
1	IV	PIEI	43.53567	12.535	665		I			NANOMETRICS TRILLIUM-40S	40					1
1	IV	PIGN	41.200001	14.17989	398		I			NANOMETRICS TRILLIUM-120S	120					1
1	IV	PII	43.72193	10.52495	66		I			NANOMETRICS TRILLIUM-120S	120					1
1	IV	PIO1	43.178198	12.983759	460		I			COLIBRYS SF3000	1					1				ACC MEMS
1	IV	PIPA	39.48514	16.8158	479		I			NANOMETRICS TRILLIUM-120S	120					1
1	IV	PLAC	38.4494	16.4383	602		I			NANOMETRICS TRILLIUM-40S	40					1
1	IV	PLLN	37.9926	14.1431	787		I			LENNARTZ LE3D-5S	5					1
1	IV	PLMA	44.049818	9.853652	22		I			NANOMETRICS TRILLIUM-240S	240					1
1	IV	POFI	41.71743	13.71202	878		I			NANOMETRICS TRILLIUM-40S	40					1
1	IV	PP3	43.37783	13.6095	21		I			LENNARTZ LE3D-5S	5					1
1	IV	PRMA	44.76374	10.31311	78		I			Trillium 40s	40		INGV GAIA2-FS-16-VPP					1
1	IV	PSB1	41.22345	14.81078	551		I			NANOMETRICS TRILLIUM-40S	40					1
1	IV	PTCC	46.4075	13.354	700		I			NANOMETRICS TRILLIUM-40S	40					1
1	IV	PTMR	40.761401	14.034938	134	Procida - Terra Murata, Stazione Osservatorio Vesuviano	I			GURALP CMG-40T-30S	30		GURALP CMG_DM24_MK3_TTL24					1
1	IV	PTQR	42.02193	13.40057	957		I			NANOMETRICS TRILLIUM-120C	120					1
1	IV	PTRJ	41.3641	14.529	1027		I			NANOMETRICS TRILLIUM-40S	40					1
1	IV	PTRP	40.52148	16.06124	1077		I			NANOMETRICS TRILLIUM-120S	120					1
1	IV	PZIN	36.8121	11.9729	205	Pantelleria Zinedi	I			NANOMETRICS TRILLIUM-40S	40					1
1	IV	PZUN	40.6458	15.807	820		I			NANOMETRICS TRILLIUM-120C	120					1
1	IV	QLNO	44.32425	8.34592	547		I			NANOMETRICS TRILLIUM-40S	40					1
1	IV	RAFF	37.2225	14.3624	310		I			NANOMETRICS TRILLIUM-40S	40					1
1	IV	RAVA	44.75587	11.1188	15		I			LENNARTZ LE3D-5S	5					1
1	IV	RCAV	41.847261	12.945292	940		I			LENNARTZ LE3D-lite-MkIII-1s	1					1
1	IV	RDP	41.76039	12.7103	760		I			NANOMETRICS TRILLIUM-40S	40					1
1	IV	RESU	37.6468	14.0568	785		I			NANOMETRICS TRILLIUM-40S	40					1
1	IV	RIBO	42.949	11.0465	50		I			LENNARTZ LE3D-lite-MkIII-1s	1					1
1	IV	RM33	42.50898	13.21452	1097		I			LENNARTZ LE3D-5S	5					1
1	IV	RMP	41.81112	12.70222	380		I			NANOMETRICS TRILLIUM-120S	120					1
1	IV	RNI2	41.70328	14.1524	950		I			NANOMETRICS TRILLIUM-40S	40					1
1	IV	ROM9	41.82842	12.51553	110		I			KINEMETRICS EPISENSOR-FBA-ES-T	1					1
1	IV	ROSPO	42.2364	14.9315	100		I			NANOMETRICS TRILLIUM-120C	120					1
1	IV	ROVR	45.6468	11.0721	1316		I			NANOMETRICS TRILLIUM-120S	120					1
1	IV	RSM2	43.937695	12.445128	645		I			NANOMETRICS TRILLIUM-120S	120					1
1	IV	RUFI	43.838	11.5095	243		I			LENNARTZ LE3D-1S	1					1
1	IV	SACR	41.3974	14.7057	859		I			NANOMETRICS TRILLIUM-40S	40					1
1	IV	SACS	42.84906	11.90967	845		I			NANOMETRICS TRILLIUM-120S	120					1
1	IV	SAIV	43.66482	12.413039	360		I			COLIBRYS SF3000	1					1				ACC MEMS
1	IV	SALB	39.8772	16.3459	1200		I			NANOMETRICS TRILLIUM-40S	40					1
1	IV	SALO	45.6183	10.5243	600		I			NANOMETRICS TRILLIUM-120S	120					1
1	IV	SAMA	41.7805	12.5923	119		I				1					1
1	IV	SANR	45.64	11.6099	51		I			KINEMETRICS EPISENSOR-FBA-ES-T-CL-2G-FS-40-VPP	1					1
1	IV	SAP2	43.09667	13.399167	402		I			MARK L-4C-171	1					1
1	IV	SARZ	44.867306	8.913604	266		I			NANOMETRICS TRILLIUM-40S	40					1
1	IV	SBPO	45.05108	10.91987	10		I			KINEMETRICS EPISENSOR-FBA-ES-T-CL-2G-FS-40-VPP	1					1
1	IV	SCHR	40.19924	16.0759	968		I			LENNARTZ LE3D-5S	5					1
1	IV	SCIAC	37.516469	13.101908	181		I			NANOMETRICS TRILLIUM-120C	120					1
1	IV	SCIAR	37.94064	13.74926	490		I			NANOMETRICS TRILLIUM-120C	120					1
1	IV	SCIC	36.796216	14.672208	253		I			NANOMETRICS TRILLIUM-120C	120		NANOMETRICS Centaur					1	1	INGV
1	IV	SCTE	40.0724	18.4675	150		I			NANOMETRICS TRILLIUM-120S	120					1
1	IV	SEF1	43.14683	12.94762	518		I			COLIBRYS SF3000	1					1				ACC MEMS
1	IV	SEI	44.05428	11.35855	610		I			NANOMETRICS TRILLIUM-40S	40					1
1	IV	SELL	38.983001	16.627906	633		I			NANOMETRICS TRILLIUM-20C	20					1
1	IV	SENI	43.7052	13.2331	10		I			LENNARTZ LE3D-1S	1					1
1	IV	SERM	45.00997	11.29582	7		I			LENNARTZ LE3D-1S	1					1
1	IV	SERS	39.0359	16.6886	1221		I			NANOMETRICS TRILLIUM-40S	40					1
1	IV	SFI	43.90477	11.84695	548		I			LENNARTZ LE3D-5S	5					1
1	IV	SGAL	45.563555	10.31064	460	Botticino San Gallo	I			Lunitek Tellus_5s	5					1
1	IV	SGG	41.38667	14.37917	880		I			NANOMETRICS TRILLIUM-40S	40					1
1	IV	SGO	40.56045	15.30738	651	SICIGNANO DEGLI ALBURNI	I			NANOMETRICS TRILLIUM-40S	40					1
1	IV	SGRT	41.7546	15.7437	960		I			NANOMETRICS TRILLIUM-40S	40					1
1	IV	SGTA	41.135	15.365	890		I			NANOMETRICS TRILLIUM-40S	40					1
1	IV	SICLA	38.25629	15.714499	10		I			LENNARTZ LE3D-5S	5					1
1	IV	SIRI	40.1821	15.8675	1063		I			NANOMETRICS TRILLIUM-40S	40					1
1	IV	SLCN	40.39	15.63277	986		I			NANOMETRICS TRILLIUM-40S	40					1
1	IV	SMA1	42.6305	13.3353	1150		I			LENNARTZ LE3D-5S	5					1
1	IV	SNAL	40.92542	15.20908	874		I			NANOMETRICS TRILLIUM-40S	40					1
1	IV	SNTG	43.255	12.94057	650		I			NANOMETRICS TRILLIUM-120S	120					1
1	IV	SOI	38.07323	16.05424	305		I			LENNARTZ LE3D-5S	5					1
1	IV	SOLUN	38.09193	13.53261	190		I			NANOMETRICS TRILLIUM-40S	40					1
1	IV	SORR	40.58256	14.335709	537	Penisola sorrentina - Stazione Osservatorio Vesuviano	I			GURALP CMG-3T-120S	120					1
1	IV	SPS2	39.291028	16.338806	620		I			NANOMETRICS TRILLIUM-20C	20					1
1	IV	SRES	42.23696	12.50993	410		I			NANOMETRICS TRILLIUM-120S	120					1
1	IV	SSFR	43.43628	12.78225	750		I			NANOMETRICS TRILLIUM-40S	40					1
1	IV	SSM1	43.228783	13.176956	240		I			COLIBRYS SF3000	1					1				ACC MEMS
1	IV	SSP9	43.57387	12.13136	324		I			LENNARTZ LE3D-1S	1					1
1	IV	SSY	37.1577	15.0737	600		I			NANOMETRICS TRILLIUM-40S	40					1
1	IV	STAL	46.2601	12.7104	625		I			NANOMETRICS TRILLIUM-120S	120					1
1	IV	STRC	38.791058	15.191556	182	Stromboli Timpone del Fuoco - Stazione Osservatorio Vesuvian	I			GURALP CMG-3ESPC-120S	120		GURALP Affinity					1	1	INGV
1	IV	STRE	38.802415	15.215261	495	Stromboli - Sentiero del Bastimento, quota 450m	I			GURALP CMG-3ESPC-120S	120		GURALP Affinity					1	1	INGV
1	IV	STRG	38.809615	15.2149	163	Stromboli-Localit.. Labronzo	I			GURALP CMG-3ESPC-120S	120					1
1	IV	TB01	43.381567	12.435667	643		I			LENNARTZ LE3D-5S	5					1
1	IV	TB02	43.370417	12.409367	691		I			LENNARTZ LE3D-5S	5					1
1	IV	TB03	43.40134	12.41034	580		I			MALIN MALIN	0.5					1
1	IV	TDS	39.6601	16.33762	244		I			NANOMETRICS TRILLIUM-120C	120					1
1	IV	TEOL	45.361667	11.673889	370		I			NANOMETRICS TRILLIUM-120S	120					1
1	IV	TERO	42.62279	13.60393	673		I			NANOMETRICS TRILLIUM-40S	40					1
1	IV	TOLF	42.06406	12.00017	371		I			NANOMETRICS TRILLIUM-40S	40					1
1	IV	TRE1	43.311198	13.312848	330		I			COLIBRYS SF3000	1					1				ACC MEMS
1	IV	TREG	45.523	11.1606	342		I			KINEMETRICS EPISENSOR-FBA-ES-T-CL-2G-FS-40-VPP	1					1
1	IV	TREM	42.123	15.51	120		I			NANOMETRICS TRILLIUM-120C	120					1
1	IV	TRIF	43.11478	10.90265	596		I			NANOMETRICS TRILLIUM-40S	40					1
1	IV	TRIV	41.7666	14.5502	598		I			NANOMETRICS TRILLIUM-40S	40					1
1	IV	TRTR	42.8081	13.9138	160		I			NANOMETRICS TRILLIUM-40S	40					1
1	IV	USI	38.70787	13.17913	285		I			NANOMETRICS TRILLIUM-40S	40					1
1	IV	VAGA	41.4154	14.2342	795		I			NANOMETRICS TRILLIUM-40S	40					1
1	IV	VARE	45.867695	8.77	1219		I			NANOMETRICS TRILLIUM-40S	40					1
1	IV	VBKE	40.818549	14.438636	913	Vesuvio Bunker Est - Stazione Osservatorio Vesuviano	I			GURALP CMG-3T-120S	120					1
1	IV	VBKN	40.83	14.4299	951		I			GURALP CMG-40T-60S	60					1
1	IV	VBKS	40.806289	14.422496	617	Vesuvio Bunker Sud - Stazione Osservatorio Vesuviano	I			GURALP CMG-3ESPC-120S	120		GURALP Affinity					1	1	INGV
1	IV	VBKW	40.824231	14.414156	878	Vesuvio Bunker Ovest - Stazione Osservatorio Vesuviano	I			GURALP CMG-3ESPC-120S	120		GURALP Affinity					1	1	INGV
1	IV	VCEL	42.39455	13.84059	1185		I			LENNARTZ LE3D-5S	5					1
1	IV	VCNE	40.826595	14.433985	1007	Vesuvio Cratere Nord-Est - Stazione Osservatorio Vesuviano	I			GURALP CMG-3T-120S	120		GURALP Affinity					1	1	INGV
1	IV	VCRE	40.819	14.4314	1113		I			GURALP CMG-40T-60S	60					1
1	IV	VENL	45.4167	12.3765	4		I			KINEMETRICS EPISENSOR-FBA-ES-T-CL-2G-FS-40-VPP	1					1
1	IV	VENT	40.79478	13.42156	108		I			LENNARTZ LE3D-5S	5					1
1	IV	VISG	44.188961	11.43431	727	Visignano (FI)	I			GURALP CMG-40T-30S	30					1
1	IV	VITU	41.18326	14.630154	848		I			NANOMETRICS TRILLIUM-40S	40					1
1	IV	VIVA	41.750225	12.770183	550		I			NANOMETRICS TRILLIUM-120C	120					1
1	IV	VMAN/A313A	45.3135	10.6628	64	Volta Mantovana (MN)	I			NANOMETRICS TRILLIUM-40S	40					1
1	IV	VMGN	43.9545	11.5327	550	Villore del Mugello	I			GURALP CMG-40T-30S	30		NANOMETRICS TAURUS-FS-40-VPP-SG-1					1
1	IV	VOBA	45.6429	10.504	292		I			KINEMETRICS EPISENSOR-FBA-ES-T-CL-2G-FS-40-VPP	1					1
1	IV	VPOB	40.852793	14.383211	221	Pollena - Stazione Osservatorio Vesuviano	I			GURALP CMG-3ESPC-120S	120		GURALP Affinity					1	1	INGV
1	IV	VTIR	40.8059	14.4242	612		I			GURALP CMG-40T-60S	60					1
1	IV	VTRZ	40.807581	14.475264	225	Vesuvio - Terzigno	I			GURALP CMG-3T-120S	120		GURALP Affinity					1	1	INGV
1	IV	VULT	40.9549	15.6163	1101		I			NANOMETRICS TRILLIUM-40S	40					1
1	IV	VVDG	40.8356	14.4238	855		I			GURALP CMG-40T-60S	60					1
1	IV	VVLD	41.86965	13.62324	1051		I			NANOMETRICS TRILLIUM-40S	40					1
1	IV	ZCCA	44.35085	10.9765	700		I			NANOMETRICS TRILLIUM-40S	40					1
1	IV	ZEN8	45.6378	10.7319	596		I			KINEMETRICS EPISENSOR-FBA-ES-T-CL-2G-FS-40-VPP	1					1
1	IV	ZOVE	45.4536	11.4876	376	Zovencedo	I			Lunitek Tellus_5s	5					1
1	IX	AND3	40.9298	15.3331	905		I			GEOTECH KS-2000EDU	30					1
1	IX	BEL3	40.7153	15.6369	758	Station Bella	I			GURALP CMG-5TC	1					1
1	IX	BSC3	41.012	15.3852	980	Station Bisaccia	I			GURALP CMG-5T	1					1
1	IX	CGG3	40.542	15.5225	1067	Station Caggiano	I			GURALP CMG-5TC	1					1
1	IX	CLT3	40.903	15.4043	525		I			GEOTECH S-13J	1					1
1	IX	CMP3	40.6519	15.0802	958		I			GEOTECH S-13J	1					1
1	IX	COL3	40.6871	15.3304	1026		I			NANOMETRICS TRILLIUM-40S	40					1
1	IX	CSG3	40.8181	15.4633	1253	Station Toppo Di Castelgrande (Osservatorio Astronomico)	I			GURALP CMG-5T	1					1
1	IX	LGS3	40.9865	14.9906	413	Station Luogosano	I			GURALP CMG-5T	1					1
1	IX	LIO3	40.8969	15.1804	737		I			NANOMETRICS TRILLIUM-40S	40					1
1	IX	MNT3	40.837	15.0067	866		I			LENNARTZ LE3D-5S	5					1
1	IX	MRN3	40.4256	15.7296	772	Station Marsico Nuovo (PZ)	I			GURALP CMG-5T	1					1
1	IX	NSC3	40.8468	15.1222	1300		I			GEOTECH S-13J	1					1
1	IX	PGN3	40.5722	15.7967	882		I			NANOMETRICS TRILLIUM-40S	40					1
1	IX	PST3	40.5609	15.2433	762		I			GEOTECH S-13J	1					1
1	IX	RDM3	40.8755	15.5361	784		I			NANOMETRICS TRILLIUM-40S	40					1
1	IX	RSF3	40.9643	15.176	865		I			NANOMETRICS TRILLIUM-40S	40					1
1	IX	SALI	40.93	15.18	872	Station CIMA - Sant`Angelo dei Lombardi	I			KINEMETRICS EPISENSOR	1					1
1	IX	SCL3	40.6951	15.5114	744		I			GEOTECH S-13J	1					1
1	IX	SFL3	40.7889	15.5782	1062	Station San Fele	I			GURALP CMG-5T	1					1
1	IX	SNR3	40.7357	15.1927	1009		I			GEOTECH S-13J	1					1
1	IX	SRN3	40.4861	15.458	1067		I			GURALP CMG-40T-30S	30					1
1	IX	SSB3	41.0785	15.2292	724		I			NANOMETRICS TRILLIUM-40S	40					1
1	IX	TEGI	40.3799	15.5365	568	Station Teggiano - Istituto P. Leto	I			GURALP CMG-5T	1					1
1	IX	VDP3	40.6052	15.5721	959	Station Vietri Di Potenza	I			GURALP CMG-5T	1					1
1	IX	VDS3	40.7408	15.427	1154	Station Muro Lucano (Varco Staccarino)	I			GURALP CMG-5TC	1					1
1	IX	VGG3	40.336	15.901	882	Station Viggiano (Prot.Civ.Gr.Lucano)	I			GURALP CMG-5T	1					1
0	KO	ADVT	40.4332	29.7383	193		TR			120s,	120					1
0	KO	AFSR	39.4468	33.0707	1055		TR			30s,	30					1
0	KO	AKDN	35.2977	32.9677	85	Akdeniz, Turkish Republic of Northern Cyprus	TR			GURALP CMG-5T	1					1
0	KO	AKIN	35.0117	33.4662	225		TR			100	100					1
0	KO	AKS	38.8785	27.8129	385		TR			100	100					1
0	KO	ALAN	36.557	32.0327	215		TR			100	100					1
0	KO	ALT	39.0541	30.1104	1060	Altintas, Kutahya	TR			GURALP CMG-5T	1					1
0	KO	ANTB	36.8998	30.6538	20		TR			120	120					1
0	KO	APMY	37.47178	29.30178	930	Acipayam-DENIZLI	TR			30s	30					1
0	KO	ARMT	40.5683	28.866	320		TR			120s,	120					1
0	KO	AVCI	40.9958	28.7225	90	Avcılar, Istanbul	TR			GURALP CMG-5T	1					1
0	KO	AYDB	37.9467	27.8908	1246		TR			30s,	30					1
0	KO	BABD	37.802	28.8534	900	Denizli	TR			30s	30					1
0	KO	BAKL	37.9793	29.6135	1032	Denizli	TR			30s,	30					1
0	KO	BALB	39.639999	27.879999	120		TR			CMG-3T, 120s, DM24	120					1
0	KO	BASM	37.919364	30.034952	1012		TR			1s-100Hz,	1					1
0	KO	BCK	37.461	30.5877	859		TR			120s,	120					1
0	KO	BGKT	41.181	28.773	80		TR			120s,	120					1
0	KO	BIGA	40.28134	27.15048	60	T4/KO, Biga, Canakkale	TR			GURALP CMG-5T	1					1
0	KO	BLCB	38.3853	27.042	150		TR			360	360					1
0	KO	BLVD	38.7946	31.095	1220	Bolvadin	TR			30s,	30					1
0	KO	BODT	37.0622	27.3103	379		TR			120s,	120					1
0	KO	BOTS	40.9902	27.981	24		TR			1	1					1
0	KO	BOZY	36.1069	32.9763	9		TR			100	100					1
0	KO	BRGA	40.8846	29.065	67	Burgazada, Istanbul	TR			GURALP CMG-5T	1					1
0	KO	BUYA	40.8694	29.1278	40	Buyukada, Istanbul	TR			GURALP CMG-5T	1					1
0	KO	CAME	37.919364	29.3023	1391		TR			1s-100Hz,	1					1
0	KO	CANM	40.0113	27.0529	180	T4/KO, Can, Canakkale	TR			GURALP CMG-5T	1					1
0	KO	CANT	40.6062	33.6197	815		TR			120s,	120					1
0	KO	CAVI	40.2018	29.8377	670		TR			120s,	120					1
0	KO	CESE	38.3306	26.2997	95		TR			100	100					1
0	KO	CHBY	38.5823	32.8902	1086		TR			30s,	30					1
1	KO	CRLT	41.129	27.736	230		TR			30s,	30					1
1	KO	CRLU	41.1428	27.8215	126	Çorlu-TEKİRDAĞ	TR			ACEBOX/SARA	0.1		SL06					1				accelerometer
0	KO	CTKS	41.2373	28.5072	47		TR			30s,	30					1
0	KO	CTYL	41.476	28.2897	77		TR			360s,	360					1
0	KO	DALY	36.8162	28.6532	100		TR			120s,	120					1
0	KO	DAT	36.7308	27.5767	1100		TR			120s,	120					1
0	KO	DATC	36.7584	27.6602	94		TR			100	100					1
0	KO	DEMR	36.2365	29.9056	168		TR			100	100					1
0	KO	DIDI	37.3767	27.2398	75		TR			100	100					1
0	KO	DKL	39.071301	26.9053	35		TR			CMG-3ESP, 120 s, 2000 V/m/s-DM-24 Mk3 Fixed Gain,	120					1
1	KO	DOGC	41.3949	26.9852	81	Doğanca- Pehlivanköy- KIRKLARELİ	TR			5T	0.1		CMG-CD24					1				accelerometer
0	KO	DST	39.6041	28.6267	693		TR			100	100					1
0	KO	EDC	40.3465	27.8618	257		TR			120s,	120					1
1	KO	EDRB	41.847	26.7437	209		TR			360s,	360					1
0	KO	ELL	36.748299	29.908501	1230		TR			CMG-3T, 120 s, 2000 V/m/s-DM-24 Mk3 Fixed Gain, ga	120					1
1	KO	ENEZ	40.7362	26.153	100		TR			120s,	120					1
1	KO	ENZZ	40.607	26.1406	11		TR			GURALP CMG-5T	0.1					1
1	KO	ERIK	40.6708	26.5132	38		TR			120s,	120					1
0	KO	ESKT	39.5212	30.8492	1295		TR			100	100					1
0	KO	EZN	39.8255	26.3247	48		TR			120s,	120					1
0	KO	EZNE	39.756	26.3655	75	T4/KO, Ezine, Canakkale	TR			GURALP CMG-5T	1					1
0	KO	FETI	36.6903	29.0968	11		TR			100	100					1
0	KO	FETY	36.6353	29.0835	200		TR			120s,	120					1
0	KO	FOCM	38.7131	26.7309	34		TR			100	100					1
1	KO	GADA	40.1908	25.8987	59		TR			120s,	120					1
1	KO	GAZK	40.747895	27.327514	30	GAZIKOY_SARKOY_TEKIRDAG	TR			30s,	30					1
0	KO	GEDZ	39.0445	29.4105	883		TR			30s,	30					1
1	KO	GELI	40.398	26.4742	126		TR			30s,	30					1
0	KO	GEML	40.4646	29.2116	222	GEMLIK	TR			120s,	120					1
0	KO	GMLD	38.0764	26.8747	10		TR			100	100					1
1	KO	GOKC	40.1998	25.9183	123		TR			GURALP CMG-5T	0.1					1
0	KO	GOMA	38.7077	27.9175	110		TR			100	100					1
0	KO	GONE	40.0466	27.686	143		TR			100	100					1
0	KO	GORD	38.9088	28.1769	744	Gordes, Manisa	TR			GURALP CMG-5T	1					1
0	KO	GPA	40.285	30.3167	570		TR			100	100					1
0	KO	GPNR	39.4552	26.1329	570		TR			100	100					1
0	KO	GULT	40.432	30.5156	942		TR			30s,	30					1
0	KO	HDMB	36.964	32.486	1946		TR			120s,	120					1
0	KO	HRTX	40.801	29.673	573		TR			-3ESP,					1
0	KO	HVHR	40.9908	28.6678	22	Havaharbokulu, Istanbul	TR			GURALP CMG-5T	1					1
0	KO	HYBA	40.8754	29.0854	65	Heybeliada, Istanbul	TR			GURALP CMG-5T	1					1
0	KO	IKL	36.2367	33.6845	126		TR			120s,	120					1
0	KO	ISK	41.0657	29.0592	132		TR			120s,	120					1
0	KO	IZI	40.3368	29.4728	910		TR			100	100					1
0	KO	KAMT	39.369178	33.712442	1120		TR			120s,	120					1
0	KO	KAVV	41.0638	29.06	139		TR			120s,	120					1
0	KO	KCTX	40.2627	28.3353	445		TR			30s,	30					1
0	KO	KDZE	41.3132	31.443	410		TR			120s,	120					1
0	KO	KEMT	36.6037	30.5559	10		TR			100	100					1
0	KO	KHL	38.3232	29.5286	1003		TR			100	100					1
0	KO	KIZT	38.880783	31.716333	1222		TR			120s,	120					1
0	KO	KLYT	41.253	29.042	30		TR			120s,	120					1
0	KO	KONT	37.9453	32.3605	1100		TR			120s,	120					1
0	KO	KRBG	40.3932	27.2977	79		TR			30s,	30					1
0	KO	KRBN	38.5936	26.5537	135		TR			100	100					1
0	KO	KRMN	37.174	33.2636	1068		TR			1s-100Hz,	1					1
0	KO	KULA	38.5145	28.6607	915		TR			120s,	120					1
0	KO	KULU	39.0343	33.0023	1120		TR			30s,	30					1
0	KO	KURC	41.8456	32.743	143		TR			360s,	360					1
0	KO	KUSD	37.86	27.2815	323		TR			100	100					1
0	KO	LADK	38.2	32.3648	1168		TR			120s,	120					1
0	KO	LAFA	40.7598	29.3554	38	Lafarge, Kocaeli	TR			GURALP CMG-5T	1					1
0	KO	LAP	40.3703	26.7593	230		TR			30s,	30					1
0	KO	LEF	35.1118	32.8433	152		TR			120s,	120					1
0	KO	LFK	35.2832	33.5337	690		TR			120s,	120					1
0	KO	LOD	39.8893	32.764	902		TR			120s,	120					1
0	KO	MDNY	40.371	28.8847	116		TR			30s,	30					1
0	KO	MDUB	40.471199	31.197701	1109		TR			CMG-3T, 360 s, 2000 V/m/s-DM-24 Mk3 Fixed Gain, ga	360					1
0	KO	MLSB	37.2953	27.7767	500		TR			30	30					1
0	KO	MNVG	36.7935	31.4161	24		TR			100	100					1
0	KO	MRMT	40.609	27.5832	213		TR			120s,	120					1
0	KO	NAZL	37.9641	28.2922	510	Nazilli AYDIN	TR			GURALP CMG-5T	1					1
0	KO	ODEM	38.2762	28.0747	979	Odemis IZMIR	TR			GURALP CMG-5T	1					1
0	KO	ORLT	40.0452	28.8914	650		TR			100	100					1
0	KO	OSMT	40.601	29.7	798		TR			100	100					1
1	KO	PHSR	41.6308	27.5238	263		TR			30s,	30					1
0	KO	POLA	39.7005	32.1677	1068	Polatli	TR			30s,	30					1
1	KO	RKY	40.6875	27.1777	687		TR			30s,	30					1
0	KO	RUZG	40.724281	31.793603	942	KOLKOY_MERKEZ_BOLU	TR			30s,	30					1
0	KO	SAFT	41.2398	32.6872	406		TR			100	100					1
0	KO	SAUA	40.7401	30.3271	170	Sakarya Universitesi	TR			GURALP CMG-5T	1					1
0	KO	SAUV	40.7402	30.3272	170		TR			30s,	30					1
0	KO	SDAG	38.4396	30.9175	1140	Sultandagi	TR			30s,	30					1
0	KO	SERE	38.9463	33.564	1216		TR			30s,	30					1
0	KO	SERH	37.582	29.2588	1032	Denizli	TR			30s,	30					1
0	KO	SEYD	37.4057	31.838	1160		TR			1s-100Hz,	1					1
0	KO	SHAP	39.0231	29.222	1050		TR			100	100					1
0	KO	SHUT	38.553	30.551	1215		TR			120s,	120					1
0	KO	SILT	41.153	29.643	100		TR			30s,	30					1
0	KO	SIMA	39.0833	28.9825	984		TR			30s,	30					1
0	KO	SINB	40.9998	28.5392	59	Sinanoba, Istanbul	TR			GURALP CMG-5T	1					1
0	KO	SLFK	36.3926	33.9465	54		TR			100	100					1
0	KO	SLVT	41.23	28.21	180		TR			30s,	30					1
0	KO	SMAA	39.1005	28.9805	804		TR			100	100					1
0	KO	SOMA	39.1564	27.5341	243	Soma MANISA	TR			GURALP CMG-5T	1					1
0	KO	SULT	38.1988	33.5157	982		TR			360s,	360					1
0	KO	SUSR	39.9627	28.0835	359	Susurluk BALIKESIR	TR			GURALP CMG-5T	1					1
0	KO	SVRH	39.447	31.523	1000		TR			360s,	360					1
1	KO	TEKI	40.9862	27.5374	126	Süleymanpaşa-TEKİRDAĞ	TR			ACEBOX/SARA	0.1		SL06					1				accelerometer
1	KO	TKR	40.9893	27.5351	140		TR			GURALP CMG-5T	0.1					1
0	KO	TUZL	40.8128	29.2657	12	Tuzla, Istanbul	TR			GURALP CMG-5T	1					1
0	KO	TVSB	39.4497	29.4615	1090		TR			120	120					1
1	KO	UKOP	41.1288	26.6322	66		TR			1s-100Hz,	1					1
0	KO	UVEZ	40.904077	30.903237	453	UVEZLI_CUMAYERI_DUZCE	TR			30s,	30					1
0	KO	YALI	40.767664	32.982256	1217	YALIOZU_CERKES_BOLU	TR			30s,	30					1
0	KO	YALV	40.66	29.465	310		TR			1	1					1
0	KO	YAYO	39.6113	27.0726	119	Edremit	TR			30s,	30					1
0	KO	YAYX	38.9387	33.8115	1142		TR			30s,	30					1
0	KO	YENI	39.9364	27.24216	278	T4/KO, Yenice, Canakkale	TR			GURALP CMG-5T	1					1
0	KO	YER	37.1362	28.2858	729		TR			120s,	120					1
0	KO	YESY	37.7825	33.7432	1206		TR			30s,	30					1
0	KO	YKAV	37.1246	27.2801	115		TR			100	100					1
0	KO	YKBL	40.9908	28.6678	139	Yakublu, Istanbul	TR			GURALP CMG-5T	1					1
0	KO	YLV	40.5658	29.3708	879		TR			120s,	120					1
0	KO	YLVH	40.6953	29.3703	0	Yalova	TR			GURALP CMG-5T	1					1
0	KO	YUVA	40.391	31.6872	1164		TR			1s-100Hz,	1					1
1	KV	GMRK	42.6588	21.2197	1026	Prishtina	KS			S-13	1	1	Smart24					1	0		0	0
1	KV	PEJK	42.64	20.2783	768	Peja	KS			S-13	1	1	Smart24					1	0		0	0
1	KV	PRZK	42.21076	20.75812	683	Prizreni	KS			S-13	1	1	Smart24					1	0		0	0
0	LC	CANF	42.763652	-0.517495	1206	Canfranc LSC Station	E			Nanometrics T240	240					1		1
1	M1	ANAC	50.073800	17.378000		Anenský vrch	CZ			L43D	1					IPE			1			1
1	M1	DUDC	49.5854	16.3371	685	Dudkovice	CZ			Sercel L-4-3D	1		Quanterra Q330S+			IPE Brno		1	0
1	M1	LIPC	49.843800	17.049200		Lipinka	CZ			L43D	1					IPE			1			1
1	M1	LOSC	49.621800	17.371700		Lošov	CZ				1					IPE			1			1
1	M1	LUKC	49.654300	16.974200		Luká	CZ				1					IPE			1			1
1	M1	MUVC	49.800200	17.278200		Mutkov	CZ				1					IPE			1			1
1	M1	PIVO	50.186400	16.547000		Bartošovice	CZ				1					IPE			1
1	M1	RYBC	49.808500	16.065800		Česká Rybná	CZ			LE-3D 5s	5					IPE			1
1	M1	SUPC	49.397700	17.172000		Skalka u Prostějova	CZ				1					IPE			1			1
1	MD	KIS	46.9975	28.8175	185	Chisinau	MD	underground shalter	concrete	CMG40T	30	1	Q330	100	4	NIEP		1	1	NIEP	1	1
1	MD	PURM	46.5293	29.8723	39	Purcari	MD	underground shalter	concrete	CMG40T	30	1	Q330	100	3	NIEP		1	1	NIEP	1	1
1	MD	SORM	48.135	28.3513		Sorm	MD	underground shalter	concrete	CMG40T	30	1	Q330	100	3	NIEP		1	1	NIEP	1	1
1	ME	CEME	42.5465	18.9226		Cevo	MNE			KS2000	120					1	1
1	ME	KOME	42.850500	19.515200	1030	Kolasin	ME					3
1	ML	MSDA	35.901233	14.483952	81		M			NANOMETRICS TRILLIUM-120S	120		Centaur					1	1	INGV
1	ML	XLND	36.032335	14.22011	24	Gozo/Malta	M			Trillium 120PA	120		Centaur			UniMalta		1	1
1	MN	AQU	42.354	13.405		L'Aquila, Italy	I			STS2	120					1
1	MN	BIR1	44.457	19.076	197	Birač-Zvorik	BiHsrp			Episensor	1	0	Basalt					0		0	0	This is not a seismological station owned by our Service.
1	MN	BLY	44.7488	17.1839	256	BanjaLuka	BiHsrp			STS2	120		Q730					1		1	1
1	MN	BNI	45.052	6.678		Bardonecchia	I			STS2	120					1
1	MN	BOCA	44.508	17.163	308	Bočac	BiHsrp			Episensor	1	0	Q330					0		0	0	This is not a seismological station owned by our Service.
1	MN	CEL	38.2603	15.8939		Celeste	I			STS2	120					1
1	MN	CLTB	37.578	13.216		Caltabellotta	I			Trillium 120	120					1
1	MN	CUC	39.9938	15.8155		Castrocucco	I			STS2	120					1
1	MN	DF03/NEVS/CA04A	43.299	18.103	894	Nevesinje	BiHsrp			Episensor	1	0	Basalt					0		0	0	This is not a seismological station owned by our Service.
0	MN	ISP	37.8433	30.5093		Isparta	TR			STS1	360					1
1	MN	KLINJ	43.1694	18.5853	1076	Klinje	BiHsrp			Episensor	1	0	Basalt					0		0	0	This is not a seismological station owned by our Service.
1	MN	MED	44.847	16.911	200	Međeđa-Omarska	BiHsrp			Episensor	1	0	Q330					0		0	0	This is not a seismological station owned by our Service.
1	MN	PDG	42.42967	19.26083	40	Podgorica	ME			STS2	120		Quanterra Q330	100					1	INGV		1		SOUTHEAST
1	MN	SENA	40.4444	9.4566	338	Sos Enattos Mine	I			NANOMETRICS TRILLIUM-240S	240					1
1	MN	TIP	39.1794	16.7583		Timpagrande	I			STS2	120					1
1	MN	TIR	41.3472	19.8631	247	Tirana	AL		concrete	STS2	120		Streicksen	100	1	IGEO	B.Rama, E.Dushi	1	1	MN	0	1	VBB (MN station) equiped with STS-2 and Trident digitizer (Nanometrics) along with Accelerometric sensor CMG5T and Minimus digitizer (Guralp)
1	MN	TRI	45.709	13.764		Trieste	I			STS1	360					1
1	MN	TUE	46.47223	9.34732		Stuetta	I			STS2	120					1
1	MN	VAE	37.469	14.3533		Valguarnera	I			STS2	120					1
1	MN	VLC	44.1594	10.3864		Villacollemandina	I			STS2	120					1
1	MN	VRBA	43.174	18.579	1112	Vrba-Gacko	BiHsrp			Episensor	1	0	Basalt					0		0	0	This is not a seismological station owned by our Service.
1	MN	VSL	39.496	9.378		Villasalto, Sardinia	I			STS1	360					1
1	MN	VTS	42.618	23.235	1490	Vitosha	BG			STS1	360					NIGGG		1	1	INGV
1	MN	WDD	35.8373	14.5242		Wied Dalam, Malta	M			STS2	120					1
1	MT	AVM	44.9422	5.675			F			BB	60					1
1	MT	AVP	44.941426	5.672365			F			BB	30					1
1	MT	AVR	44.95068	5.653199			F			BB	30					1
1	MT	CLP2	44.25	6.94			F				1					1
1	MT	CLP4	44.26	6.95			F				1					1
1	MT	GAL	45.06	5.8			F				1					1
1	MT	GUI	45.24	5.77			F				1					1
1	MT	HAR1	44.939935	5.668990	750	glissement de terrain de l'Harmalière	F			LE-3D triaxial seismometer by Lennartz	5		CENTAUR					1	RESIF
1	MT	HAR2	44.939439	5.670590	735	glissement de terrain de l'Harmalière	F			CMG40-T	60		CENTAUR					1	RESIF
1	MT	HAR3	44.938438	5.666084	730.6	glissement de terrain de l'Harmalière	F			CMG40-T	30		TAURUS					1	RESIF
1	MT	RES	45.23	5.78			F				1					1
1	MT	RUI	45.06	5.81			F				1					1
1	MT	SZB	44.35	6.68			F				1					1
1	MT	SZC	44.35	6.68			F				1					1
1	MT	THE	45.06	5.81			F				1					1
1	NI	DST2	45.6589	13.8013			I			STS2	120					1
1	NI	PALA	46.245	12.924			I			STS2	120					1
1	NI	POLC	46.0266	12.5005			I			CMG-40T 30s	30					1
1	NI	PURA	46.4258	12.7419			I			STS2	120					1
1	NI	VINO	46.25383	13.2755			I			CMG-3T-100s	100					1
0	NL	171	51.03544	5.86908	35		NL			STS-2	120					0
0	NL	1979	50.9708	5.9268	80		NL			STS-2	120					0
0	NL	1980	50.8	5.9727	154		NL			STS-2	120					0
0	NL	1982	50.86939	6.08469	145		NL			STS-2	120					0
0	NL	ARCN	51.5013	6.1942	0		NL			CMG3ES					0
0	NL	BING	50.9708	5.9268	80		NL			STS-2	120					0
0	NL	CHA1	51.5043	4.9212	20		NL			SM6	1					0
0	NL	CHA2	51.5043	4.9212	20		NL			SM6	1					0
0	NL	CHA3	51.5043	4.9212	20		NL			SM6	1					0
0	NL	CHA4	51.5043	4.9212	20		NL			SM6	1					0
0	NL	CHA5	51.5043	4.9212	20		NL			SM6	1					0
0	NL	GUR1	51.1687	5.7846	30		NL			CMG3T					0
0	NL	HGN	50.764	5.9317	135		NL			STS-1	120					0
0	NL	HRKB	51.1879	6.1678	0		NL			CMG3ES					0
0	NL	MAME	50.8	5.9727	154		NL			STS-2	120					0
0	NL	OPLO	51.5888	5.8121	0		NL			STS-2	120					0
0	NL	ROLD	50.86939	6.08469	145		NL			STS-2	120					0
0	NL	TERZ	50.756763	5.906114	150		NL			Trillium_240	240					0
0	NL	VKB	50.8669	5.7847	90		NL			STS2	120					0
0	NL	WTSB	51.9663	6.7989	43		NL			STS-2	120					0
0	NL	ZH010	51.913745	4.288099	-2		NL			EpiS	1					0
0	NL	ZH011	51.913745	4.288099	-2		NL			SM6H	1					0
0	NL	ZH012	51.913745	4.288099	-2		NL			SM6H	1					0
0	NL	ZH013	51.913745	4.288099	-2		NL			SM6H	1					0
0	NL	ZH014	51.913745	4.288099	-2		NL			SM6H	1					0
1	OE	ABNA	48.670613	15.433272		Allentsteig	A			STS2.5	120					0
1	OE	ABTA	46.747400	12.512300		Abfaltersbach / Pustertal, Tirol	A			STS2	120					1
1	OE	ARSA	47.250500	15.523200		Arzberg, Steiermark	A			STS2	120					1
1	OE	BIOA	47.691300	13.638300		Bad Ischl / Oberoesterreich	A			STS2.5	120					1
1	OE	CONA	47.928200	15.861800		Conrad Observatorium, Muggendorf, Lower Austria	A			STS2	120					1
1	OE	CSNA	47.928200	15.858800		Conrad Observatorium, Schwebeschacht	A			STS2	120					1
1	OE	DAVA	47.286701	9.880300		Damuels, Vorarlberg	A			STS2	120					1
1	OE	FETA	47.021100	10.729100		Feichten / Kaunertal, Tirol	A			STS2	120					1
1	OE	HUNA	47.9772	16.6814	338	Hubertusheim / Leithageb.	A					2					0
1	OE	KBA	47.078400	13.344700		Koelnbreinsperre, Kaernten	A			STS2	120					1
1	OE	KMR	48.055	14.132		Kremsmünster	A			STS2.5	120					1				coordinates only approximate
1	OE	LESA	47.424300	12.677000		Schwarzleotal - Leogang, Salzbung	A			STS2.5	120					1
1	OE	MARA	47.5431	15.9505	1048	Mariensee	A					2					0
1	OE	MOA	47.849500	14.265900		Molln	A			STS2	120					1
1	OE	MOTA	47.344800	11.103700		Moosalm, Tirol	A			STS2	120					1
1	OE	MYKA	46.629900	13.641600		Terra Mystika / Bad Bleiberg, Karnten	A			STS2	120					1
1	OE	OBKA	46.509200	14.548900		Hochobir, Kaernten	A			STS2	120					1
1	OE	RETA	47.487100	10.762300		Reutte/Plansee, Tirol	A			STS2	120					1
1	OE	RONA	47.699700	16.296300		Rosalia / Lower Austria	A			STS2.5	120					1
1	OE	SESA	47.11321	14.566836		Seetaler Alpe, STMK	A			STS2.5	120					1
1	OE	SINA	48.5145	15.6229	380	Schiltern	A					2					0
1	OE	SOKA	46.678000	15.032700		Soboth, Karten	A			STS2	120					1
1	OE	SQTA	47.220500	11.208700		Sankt Quirin, Tirol	A			STS2.5	120					1
1	OE	UNNA	48.66	16.347			A			STS2.5	120					1				coordinates only approximate
1	OE	VIE	48.248300	16.361700		Vienna / Hohe Warte / ZAMG	A			STS2	120					1
1	OE	WATA	47.335700	11.576300		Walderalm, Tirol	A			STS2	120					1
1	OE	WINA	48.11	16.07		Alland	A			STS2.5	120					1				coordinates only approximate
1	OE	WTTA	47.263800	11.636300		Wattenberg, Tirol	A			STS2	120					1
1	OT	CGL1	40.648402	17.517326			I			Trillium 40s	40					1
1	OT	MASS	40.633	17.144			I			Trillium 120	120					1
1	OT	OT03	41.71	15.65			I			LENNARTZ LE3D-1S	1					1
1	OT	OT04	41.72	15.58			I			LENNARTZ LE3D-1S	1					1
1	OT	OT05	41.66	15.6			I			LENNARTZ LE3D-1S	1					1
1	OT	OT06	41.69	15.59			I			LENNARTZ LE3D-1S	1					1
1	OT	OT07	41.62	15.72			I			LENNARTZ LE3D-1S	1					1
1	OT	OT11	41.51	15.34			I			LENNARTZ LE3D-1S	1					1
1	OT	OT12	41.63	15.91			I			LENNARTZ LE3D-1S	1					1
1	OT	OT13	41.88	16.18			I			LENNARTZ LE3D-1S	1					1
1	OT	OT14	41.9	15.91			I			LENNARTZ LE3D-1S	1					1
1	OT	OT15	41.11	16.88			I			LENNARTZ LE3D-1S	1					1
1	OT	OT16	41.8344	15.1703	256	Chieuti	I			LENNARTZ LE3D-LITE	1					1
1	OT	TAR1	40.5259	17.2846			I			Trillium 40s	40					1
1	OX	ACOM	46.548	13.5137			I			Trillium 40s	40					1
1	OX	AGOR	46.2829	12.0472			I			STS2	120					1
1	OX	BAD	46.234	13.2438			I			Trillium 120	120					1
1	OX	BALD	45.683	10.8187			I			Trillium 40s	40					1
1	OX	BOO	46.3195	13.0984			I			Trillium 120	120					1
1	OX	CAE	46.009	12.4379			I			Trillium 120	120					1
1	OX	CIMO	46.3116	12.4448			I			STS2	120					1
1	OX	CLUD	46.4569	12.8814			I			Trillium 120	120					1
1	OX	DRE	46.1733	13.645			I			Trillium 40s	40					1
1	OX	FUSE	46.4142	13.0011			I			Trillium 40s	40					1
1	OX	MARN	45.6378	11.2099			I			Trillium 40s	40					1
1	OX	MLN	46.1495	12.6154			I			Trillium 120	120					1
1	OX	MPRI	46.2408	12.9877			I			Trillium 120	120					1
1	OX	PLRO	46.5491	13.1481			I			Trillium 120	120					1
1	OX	PRED	46.4428	13.565			I			STS2	120					1
1	OX	SABO	45.9875	13.6336			I			STS2	120					1
1	OX	VARN	45.9922	12.1051			I			Trillium 120	120					1
0	PL	BEL	51.835500	20.788800		Belsk Poland	PL			STS2	120					1
0	PL	KSP	50.842800	16.293100		Ksiaz Poland	PL			STS2	120					1
1	PL	KWP	49.631400	22.707500		Kalwaria Paclawska	PL			STS2	120					1
1	PL	NIE	49.418200	20.299600		Niedzica Poland	PL			STS2	120					1
1	PL	OJC	50.219500	19.798400		Ojcow Poland	PL			STS2	120					1
0	RD	EPF	43.030800	0.340000	750	Esparros	F			T120QA	120					1
0	RD	ETNF	48.2622	6.0382			F			Trillium 120QA	120					1
0	RD	ETSF	42.89861	-0.55917	910	Etsaut	F			Trillium T120QA	120					1
1	RD	FLAF	43.3827	6.2549			F			Trillium 120QA	120					1
1	RD	LFF	44.9395	0.74017	200	La Frestale, Aquitaine	F			Trillium T120QA	120					1
1	RD	LOR	47.2683	3.8589			F			STS2	120					1
0	RD	MFF	46.6022	-0.1458			F			STS2	120					1
1	RD	MTLF	43.3411	2.2175			F			STS2	120					1
1	RD	ORIF	44.9183	5.88			F			STS2	120					1
1	RD	PGF	42.5483	8.9994			F			STS2	120					1
1	RD	RJF	45.3044	1.51639	410		F			Trillium T120QA	120					1
0	RD	ROSF	48.3364	3.2736			F			STS2	120					1
0	RD	SAVF	48.6152	5.1241			F			Trillium 120QA	120					1
0	RE	ROMA	38.38	-0.91			E					0
1	RF	GEPF	46.275	13.1386		Gemona Piazza del Ferro	I			CMG-40T	30					1
1	RO	ADCR	44.0882	27.9657	161	Adamclisi	RO	free field	ground	Episensor_2g_2_5vfs	1	1	Etna2	100	3	NIEP		1	0		0	0
1	RO	ADJ	46.0952	27.182	102	Adjud	RO	underground shalter	concrete	Episensor_2g_2_5vfs	1	1	Etna2	100	4	NIEP		1	0		0	0
1	RO	ALBR	46.0657	23.5635	245	Alba Iulia	RO	building	concrete	Raspberry Shake 4D	1	1	Raspberry Shake 4D	100	4	NIEP		1	0		0	0
1	RO	AMRR	44.6102	27.3351	67	Amara	RO	underground shalter	concrete	CMG40T	30	1	Q330	100	3	NIEP		1	1		0	0
1	RO	ARCB	44.4667	26.0758	125	Arcul de Triumf	RO	building	concrete	Episensor_2g_2_5vfs	1	1	k2	100	4	NIEP		1	0		0	0
1	RO	ARCR	47.0855	24.3537	385	Arcalia	RO	underground shalter	concrete	STS2	120		Q330	100	3	NIEP		1	1		0	0
1	RO	ARR	45.3657	24.6332	871	Vidraru	RO	special	bedrock	CMG3ESP	59		Q330	100	3	NIEP		1	1	NIEP	1	1
1	RO	ASE	44.4445	26.0904	85	Academia de Studii Economice	RO	building	concrete	Episensor_2g_2_5vfs	1	1	k2	100	4	NIEP		1	0		0	0
1	RO	BAC	46.5669	26.9124	169	Bacau	RO	underground shalter	concrete	episensor_2g_2_5vfs	1	1	Etna2	100	4	NIEP		1	1	NIEP	1	1	digitizer change
1	RO	BAIL	44.0201	23.345	103	Bailesti	RO	special	ground	KS2000	120		Basalt	100	4	NIEP		1	1	NIEP	1	1
1	RO	BANR	45.3828	21.137	80	Banloc	RO	free field	concrete	KS2000	120		Q330	100	4	NIEP		1	1	NIEP	1	1
1	RO	BAPR	44.4059	26.119	103	Parcul Copiilor Sector 4	RO	special	concrete	L4 Mark	1	1	k2	100	4	NIEP		1	1	NIEP	0	0
1	RO	BBER	44.3085	26.1899	112	Berceni IF	RO	special	concrete	Episensor_2g_2_5vfs	1	1	k2	100	4	NIEP		1	0		0	0
1	RO	BDTR	44.4142	26.0224	67	Gradinita Sector 6	RO	underground shalter	concrete	Episensor_2g_2_5vfs	1	1	Etna2	100	4	NIEP		1	0		0	0
1	RO	BFER	44.4049	26.0771	86	Ferentari Sector 5	RO	underground shalter	concrete	Episensor_2g_2_5vfs	1	1	k2	100	4	NIEP		1	0		0	0
1	RO	BIR	46.2334	27.6436	225	Barlad	RO	special	ground	MBB2	120		Q330	100	3	NIEP		1	1		0	0
1	RO	BISC	44.4328	26.2135	125	Catelu Sector 3	RO	special	concrete	Episensor_2g_2_5vfs	1	1	k2	100	4	NIEP		1	0		0	0
1	RO	BISRR	45.5481	26.7099	866	Bisoca	RO	free field	ground	CMG40T	30	1	Basalt	100	4	NIEP		1	1	NIEP	1	1
1	RO	BIZ	46.9387	26.1029	410	Bicaz	RO	free field	bedrock	PBB_200s	119		Q330	100	4	NIEP		1	1		0	0
1	RO	BMR	47.6728	23.4969	294	Baia Mare	RO	special	ground	CMG40T	30	1	Q330	100	3	NIEP		1	1	NIEP	1	1
1	RO	BORR	47.0902	21.7856	190	Bors	RO	free field	concrete	CMG40T	30	1	Q330	100	4	NIEP		1	1	NIEP	0	0
1	RO	BOSR	46.0749	25.6611	595	Bodos	RO	underground shalter	bedrock	KS2000	120		Basalt	100	3	NIEP		1	1		0	0
1	RO	BPLR	44.43	26.05	132	Politehnica	RO	underground shalter	concrete	Episensor_2g_2_5vfs	1	1	k2	100	4	NIEP		1	0		0	0
1	RO	BPO	44.4483	26.1378	143	ISU Pompieri Sector 2	RO	underground shalter	concrete	Episensor_2g_2_5vfs	1	1	k2	100	4	NIEP		1	0		0	0
1	RO	BSTR	44.4458	26.0984	125	Casa Oamenilor de Stiinta	RO	underground shalter	concrete	L4 Mark	1	1	k2	100	4	NIEP		1	1	NIEP	0	0
1	RO	BTMR	44.437	26.1067	140	Geotec	RO	other	concrete	S13&SH1	1	1	k2	100	4	NIEP		1	1	NIEP	0	0
1	RO	BUC	44.4107	26.0938	82	Cutitul de Argint	RO	underground shalter	concrete	L4 Mark	1	1	Makalu	100	4	NIEP		1	1	NIEP	0	0
1	RO	BUC1	44.3479	26.0281	77	Magurele	RO	underground shalter	concrete	L4 Mark	1	1	k2	100	4	NIEP		1	1	NIEP	0	0
1	RO	BUR01	47.6147	25.2167	1149.4	Bucovina Array	RO	borehole	bedrock	GS21&CMG40T	30	0	aim24s-1& Q330	100/40	1	NIEP		1	0	NIEP	1	1
1	RO	BUR02	47.6187	25.2209	1142.5	Bucovina Array	RO	borehole	bedrock	GS21	1	0	aim24s-1	40	1	NIEP		1	0	NIEP	1	1
1	RO	BUR03	47.6085	25.2178	1202.8	Bucovina Array	RO	borehole	bedrock	GS21	1	0	aim24s-1	40	1	NIEP		1	0	NIEP	1	1
1	RO	BUR04	47.6182	25.2122	1160.8	Bucovina Array	RO	borehole	bedrock	GS21	1	0	aim24s-1	40	1	NIEP		1	0	NIEP	1	1
1	RO	BUR05	47.6326	25.2175	1182.5	Bucovina Array	RO	borehole	bedrock	GS21&CMG40T	30	0	Minimus& Q330	100/40	1	NIEP		1	0	NIEP	1	1
1	RO	BUR06	47.6169	25.2444	1211.4	Bucovina Array	RO	borehole	bedrock	GS21	1	0	aim24s-1	40	1	NIEP		1	0	NIEP	1	1
1	RO	BUR07	47.6426	25.2324	1230.4	Bucovina Array	RO	borehole	bedrock	GS21	1	0	aim24s-1	40	1	NIEP		1	0	NIEP	1	1
1	RO	BUR08	47.644	25.2002	1214	Bucovina Array	RO	borehole	bedrock	GS21	1	0	aim24s-1	40	1	NIEP		1	0	NIEP	1	1
1	RO	BUR09	47.6164	25.1902	1253.8	Bucovina Array	RO	borehole	bedrock	GS21	1	0	aim24s-1	40	1	NIEP		1	0	NIEP	1	1
1	RO	BUR32	47.633	25.1805	1328	Bucovina Array	RO	special	bedrock	CMG40T	30	1	Minumus	100	2	NIEP		1	0	NIEP	1	1
1	RO	BURAR	47.644	25.2002	1217	Bucovina Array	RO	borehole	bedrock	KS54000	333		aim24s-3	40		NIEP		1	1	NIEP
1	RO	BUZR	45.1503	26.8099	139	Buzau	RO	underground shalter	concrete	Episensor_2g_10_diff_vfs	1	1	Makalu	100	4	NIEP		1	0		0	0
1	RO	BVES	44.3862	26.1069	114	Gradinita Sector 4	RO	underground shalter	concrete	Episensor_2g_2_5vfs	1	1	k2	100	4	NIEP		1	0		0	0
1	RO	BZS	45.6188	21.6401	260	Buzias	RO	special	bedrock	CMG3ESP	59		Q330	100	2	NIEP		1	1	NIEP	1	1
1	RO	CBBR	46.7683	23.5501	336	Cluj Babes-Bolyai	RO	building	concrete	S13	1	1	Makalu	100	4	NIEP		1	1	NIEP	0	0
1	RO	CEIR	47.685500	22.496000	198	Carei	RO			MBB2	120		Quanterra	100/40		NIEP		1	1
1	RO	CFR	45.178	28.1362	52	Carcaliu	RO	special	bedrock	CMG3T_100sec	100		Q330	100	2	NIEP		1	1		0	0
1	RO	CHLR	45.4245	29.289	42	Chilia	RO			KS2000	120		Quanterra			NIEP		1	1	NIEP
1	RO	CICN	44.197	27.0261	18	Ciocanesti	RO	special	ground	KS2000	120		Basalt	100	3	NIEP		1	1		0	0
1	RO	CIOR	44.4489	25.8799	135	Ciorogarla	RO	underground shalter	concrete	Episensor	1	1	Quanterra	100	3	NIEP		1	1		0	0
1	RO	CJR	46.7133	23.5981	750	Cluj	RO	free field	ground	CMG3ESP	30	1	Q330	100	2	NIEP		1	1	NIEP	1	1
1	RO	CLIR	44.3784	25.9414	88	Clinceni	RO	underground shalter	concrete	Episensor_2g_2_5vfs	1	1	k2	100	4	NIEP		1	0		0	0
1	RO	CLISU	44.1901	27.3557	59	ISU Calarasi	RO	other	concrete	Episensor_2g_2_5vfs	1	1	Etna2	100	4	NIEP		1	1	NIEP	1	1	since 18/11/2019 // digitizer change
1	RO	COPA	44.1343	25.2172	114	Copaceanca	RO	special	ground	KS2000	50		Basalt	100	3	NIEP		1	1	NIEP	1	1
1	RO	COPR	45.8442	26.1687	601	Covasna	RO				1	1				NIEP		1	1	NIEP
1	RO	CRAR	44.325	23.7999	125	Craiova	RO	underground shalter	concrete	MBB2	120		Q330	100	4	NIEP		1	1		0	0	since 25/10/2019 // upgrade to BB
1	RO	CRBR	45.4108	22.2383	284	Caransebes	RO			Episensor	1	1		100		NIEP		1	1	NIEP
1	RO	CTISU	44.184	28.6491	74	ISU Constanta	RO	building	concrete	Episensor_2g_2_5vfs	1	1	Etna2	100	4	NIEP		1	1	NIEP	1	1	since 14/11/2019 // digitizer change
1	RO	CVD1	44.3207	28.0624	20	Cernavoda_1	RO	underground shalter	concrete	CMG40T	30	0	Q330	100	4	NIEP		1	1	NIEP	1	1
1	RO	CVDA	44.3336	28.0374	43	Cernavoda	RO	underground shalter	concrete	L4 Mark	1	0	Q330	100	4	NIEP		1	1	NIEP	0	0
1	RO	CVDP	44.3421	28.033	62	Cernavoda Primarie	RO	underground shalter	concrete	Episensor_2g_2_5vfs	1	1	k2	100	4	NIEP		1	0		0	0
1	RO	DEV	45.887	22.898	250	Deva	RO	special	concrete	CMG40T	30	1	Q330	100	4	NIEP		1	1	NIEP	1	1
1	RO	DJISU	44.2971	23.8363	160	ISU Dolj	RO	other	concrete	Episensor_2g_10_diff_vfs	1	1	Basalt	100	4	NIEP		1	1	NIEP	1	1
1	RO	DOPR	45.9675	25.3886	526	Dopca	RO	special	bedrock	STS2	120		Q330	100	2	NIEP		1	1		0	0
1	RO	DRBR	48.2073	26.609	269	Darabani	RO	other	concrete	CMG40T	30	1	Obsidian	100	4	NIEP		1	1		0	0
1	RO	DRGR	46.7917	22.7111	921	Valea Draganului	RO	tunnel	bedrock	KS2000	50		Q330	100	2	NIEP		1	1	NIEP	1	1
1	RO	EFOR	44.075	28.6323	30	Eforie	RO	special	ground	KS2000	120		Basalt	100	4	NIEP		1	1		0	0
1	RO	GHRR	46.0605	27.408	212	Gohor	RO	special	ground	CMG40T	30	1	Q330	100	4	NIEP		1	1	NIEP	1	1
1	RO	GIRR	46.9551	26.5009	334	Girov	RO	special	ground	CMG40T	30	1	Q330	100	4	NIEP		1	1	NIEP	0	0	since 29/11/2019 // upgrade to BB
1	RO	GISR	45.4411	28.0541	67	Galati ISU	RO	other	concrete	L4 Mark	1	1	k2	100	4	NIEP		1	1	NIEP	0	0
1	RO	GIUM	45.485	28.2081	106	Giurgiulesti MD	RO	special	concrete		1	1	k2	100	4	NIEP		1	1	NIEP	0	0
1	RO	GMCR	44.1088	24.3419	114	Caracal	RO	building	concrete	Raspberry Shake 4D	1	1	Raspberry Shake 4D	100	4	NIEP		1	0		0	0
1	RO	GRER	45.3801	26.9747	276	Grebanu	RO	magazie primarie	concrete	MBB2	120		Q330	100	3	NIEP		1	1		0	0
1	RO	GRISU	43.8898	25.9518	66	ISU Giurgiu	RO	other	concrete	Episensor_2g_2_5vfs	1	1	Etna2	100	4	NIEP		1	1	NIEP	1	1
1	RO	GSMB	44.4813	26.0273	85	Gradinita Sector 1	RO	underground shalter	concrete	Episensor_2g_2_5vfs	1	1	k2	100	4	NIEP		1	0		0	0
1	RO	GZR	45.3933	22.7767	850	Gura Zlata	RO	special	bedrock	STS2	120		Q330	100	2	NIEP		1	1	NIEP	1	1
1	RO	HARR	44.6893	27.9303	118	Harsova	RO	free field	bedrock	MBB2	120		Q330	100	3	NIEP		1	1		0	0
1	RO	HERR	44.881	22.416	246	Herculane	RO	urban free field	concrete	CMG40T	30	1	Q330	100	3	NIEP		1	1	NIEP	1	1
1	RO	HUMR	44.5281	24.9804	247	Humele	RO	other	ground	KS2000	120		Q330	100	4	NIEP		1	1	NIEP	1	1
1	RO	IACR	45.135824	27.480232	470	Ianca	RO	urban free field	ground	Episensor_2g_2_5vfs	1	1	Etna2	100	4	NIEP		1	0		0	0	since 30/10/2019 // new station
1	RO	IASR	47.1777	27.5748	183	Iasi	RO	underground shalter	concrete	KS2000	50		Q330	100	4	NIEP		1	1		1	1
1	RO	ICOR	44.1168	27.8009	121	Ion Corvin	RO	building	concrete	CMG40T	30	1	Q330	100	3	NIEP		1	1	NIEP	1	1
1	RO	INCR	44.441	26.1611	88	Incerc Sector 2	RO	underground shalter	concrete	L4 Mark	1	1	Q330	100	4	NIEP		1	1	NIEP	0	0
1	RO	INMR	44.5118	26.0773	104	INMH Sector 1	RO	underground shalter	concrete	Episensor_2g_2_5vfs	1	1	k2	100	4	NIEP		1	0		0	0
1	RO	ISR	45.1187	26.5432	750	Istrita	RO	special	bedrock	CMG3ESP	60		Q330	100	4	NIEP		1	1		0	0
1	RO	IZVR	45.5442	27.7655	85	Izvoarele	RO	special	vault/borehole	CMG40T	60		Q330HR	100	3	NIEP		1	1		0	0
1	RO	JIMR	45.78178	20.702421	125	Jimbolia	RO	building	concrete	Ranger	1	1	Basalt	100	4	NIEP		1	1	NIEP	0	0
1	RO	JOSR	46.7059	25.5154	749	Joseni	RO	underground shalter	concrete	MBB2	120		Q330	100	4	NIEP		1	1		0	0
1	RO	JURR	44.7661	28.8769	37	Jurilovca	RO	urban free field	concrete	S13	1	1	Makalu	100	4	NIEP		1	1	NIEP	0	0
1	RO	LEHL	44.4739	26.8194	90	Lehliu	RO	special	ground	MBB2	120		Basalt	100	3	NIEP		1	1	NIEP	1	1
1	RO	LEOM	46.4733	28.2467	52	Leova	MD	urban free field	concrete	CMG40T	30	1	k2	100	3	NIEP		1	1	NIEP	1	1
1	RO	LOT	45.446	23.7698	1240	Lotru	RO	underground shalter	concrete	STS2	120		Q330	100	3	NIEP		1	1	NIEP	1	1
1	RO	MANR	43.8168	28.5876	71.9	Mangalia	RO	underground shalter	concrete	KS2000	120		Basalt	100	4	NIEP		1	1		0	0
1	RO	MARR	46.676	23.1189	1135	Marisel	RO	other	bedrock	CMG40T	30		Obsidian	100	3	NIEP		1	1		0	0
1	RO	MDB	46.1497	24.3765	375	Medias	RO	special	concrete	MBB2	120		Q330	100	4	NIEP		1	1		0	0	since 26/10/2019 // upgrade to BB
1	RO	MDVR	44.7815	21.7128	720	Moldovita	RO	urban free field	concrete	CMG40T	30	1	Q330	100	3	NIEP		1	1	NIEP	1	1
1	RO	MESR	47.1499	22.9494	306	Meseseni	RO	urban free field	concrete	CMG40T	30	1	Obsidian	100	3	NIEP		1	1	NIEP	0	0
1	RO	MFTR	44.1779	28.4224	98	Murfatlar	RO	building	concrete	CMG40T	30	1	Q330	100	4	NIEP		1	1		0	0
1	RO	MHISU	44.6227	22.6535	102	ISU Mehedinti	RO	underground shalter	concrete	Episensor_2g_10_diff_vfs	1	1	Basalt	100	4	NIEP		1	1	NIEP	1	1
1	RO	MILM	46.9186	28.8127	124	Milesti	MD	underground shalter	bedrock	STS2	120		Q330	100	3	NIEP		1	1	NIEP	1	1
1	RO	MLR	45.4909	25.945	1360	Muntele Rosu	RO	tunnel	bedrock	STS2	120		Q330HR	100	2	NIEP		1	1	NIEP	1	1
1	RO	MTUR	45.2349	25.0739	1018	Matau	RO	free field	concrete	S13	1	1	Q330	100	4	NIEP		1	1	NIEP	0	0
1	RO	NARR	45.816500	26.736800	525		RO			T-compact OBS-SIO	120		Centaur					1	1	NIEP
1	RO	NEGRR	45.5373	27.8771	143	Negrea	RO	special	vault/borehole	CMG40T	60		Q330HR	100	3	NIEP		1	1		0	0
1	RO	NEHR	45.4272	26.2952	584	Nehoiu	RO	building	concrete	KS2000	120		Basalt	100	3	NIEP		1	1		0	0
1	RO	NGRR	46.837498	27.442166	126	Negresti	RO	special	concrete	KS2000	120		Q330	100	3	NIEP		1	1	NIEP	0	0
1	RO	ODBI	45.7633	27.0558	181	Odobesti	RO	special	concrete	PBB_200s	119		Q330	100	3	NIEP		1	1		0	0	since 12/11/2019 // upgrade to BB
1	RO	ODSR	46.2969	25.2919	575	Odorheiu Secuiesc	RO			CMG-40T	30		Quanterra	100		NIEP		1	1	NIEP
1	RO	OLTR	44.0772	26.6382	22	Oltenita	RO	building	concrete	Raspberry Shake 4D	1	1	Raspberry Shake 4D	100	4	NIEP		1	0		0	0
1	RO	ONER	46.3349	26.394	456	Valea Uzului	RO	special	gravel	CMG40T	60		Titan	100	3	NIEP		1	1		0	0
1	RO	OTISU	44.4278	24.3755	210	ISU Olt	RO	building	concrete	Episensor_2g_10_diff_vfs	1	1	Basalt	100	4	NIEP		1	1	NIEP	1	1	in the middle of a town, not a good place in terms of noise
1	RO	PANC	45.8723	27.1477	160	Panciu	RO	special	ground	KS2000	120		Basalt	100	4	NIEP		1	1		0	0
1	RO	PGOR	44.9199	26.9768	98	Pogoanele	RO	other	concrete	CMG40T	30		Q330	100	4	NIEP		1	1	NIEP	0	0	since 14/01/2020 // upgrade to BB
1	RO	PITR	44.8558	24.8812	269	Pitești	RO	building	concrete	Raspberry Shake 4D	1	1	Raspberry Shake 4D	100	4	NIEP		1	0		0	0
1	RO	PLAR	44.9142	26.0274	146	Ploiesti Astra	RO	underground shalter	concrete	L4 Mark	1	1	Q330	100	4	NIEP		1	1	NIEP	0	0
1	RO	PLOR	45.8512	26.6498	680	Plostina Array	RO	special	bedrock	MBB2	120		Q330	100	2	NIEP		1	1	NIEP	1	1	the same station as PLOR4
1	RO	PLOR4	45.851200	26.649800	680		RO			MBB2	120		Quanterra					1	1	NIEP			the same station as PLOR
1	RO	PMGR	44.5275	25.9937	141	Mogosoaia	RO	underground shalter	concrete	Episensor_2g_2_5vfs	1	1	k2	100	4	NIEP		1	0		0	0
1	RO	PRAR	47.3616	26.2276	451	Petru Rares	RO	special	ground	CMG40T	30	1	Q330	100	4	NIEP		1	1	NIEP	0	0	since 29/11/2019 // upgrade to BB
1	RO	PUNG	44.2782	22.9325	131	Punghina	RO	special	concrete	KS2000	50		Basalt	100	4	NIEP		1	1	NIEP	1	1
1	RO	RMGR	44.6627	22.6922	113	Halanga	RO	special	concrete	MBB2	120		Q330	100	4	NIEP		1	1		0	0
1	RO	RMSR	45.3906	27.0384	154	Ramnicu Sarat	RO	free field	ground	Episensor_2g_2_5vfs	1	1	Etna2	100	4	NIEP		1	0		0	0
1	RO	RMVG	45.0363	24.2848	260	Ramnicu Valcea	RO	free field	concrete	L4 Mark	1	1	k2	100	4	NIEP		1	1	NIEP	0	0
1	RO	RSTR	45.2987	21.8751	257	Resita	RO	free field	concrete	Episensor_2g_2_5vfs	1	1	Etna2	100	4	NIEP		1	0		0	0
1	RO	SAHR	45.72664	26.685465	804	Sahastru	RO	other	concrete	KS2000	120		Q330	100	3	NIEP		1	1	NIEP	0	0
1	RO	SCHL	45.5007	27.8302	52	Schela	RO	special	ground	CMG40T	30	1	Q330	100	4	NIEP		1	1		0	0
1	RO	SCHLR	45.4702	27.8314	81	Schela	RO	special	vault/borehole	CMG40T	60		Q330HR	100	3	NIEP		1	1		0	0
1	RO	SCTR	45.6741	27.9949	181	Scanteiesti	RO	free field	concrete	MBB2	120		Basalt	100	4	NIEP		1	1		0	0	since 14/11/2019 // change BB to BB
1	RO	SGEB	44.3812	26.1369	80	Scoala Sector 4	RO	underground shalter	concrete	Episensor_2g_2_5vfs	1	1	k2	100	4	NIEP		1	0		0	0
1	RO	SGRR	44.2228	25.9743	115	Singureni	RO	underground shalter	concrete	S13&SH1	1	1	Makalu	100	4	NIEP		1	1	NIEP	0	0
1	RO	SIBR	45.8099	24.1757	463	Sibiu	RO	special	bedrock	S13	1	1	Makalu	100	5	NIEP		1	1	NIEP	0	0
1	RO	SINR	45.355	25.5526	834	Sinaia	RO	underground shalter	concrete	Episensor_2g_2_5vfs	1	1	Etna2	100	4	NIEP		1	0		0	0
1	RO	SIRR	46.2653	21.663	480	Siria	RO	free field	bedrock	CMG40T	30	1	Q330	100	4	NIEP		1	1	NIEP	1	1
1	RO	SNMR	46.071346	20.601736	133	Sannicolau Mare	RO	free field	concrete	Ranger	1	1	Basalt	100	4	NIEP		1	1	NIEP	0	0
1	RO	SRE	44.6609	23.2038	335	Strehaia	RO	free field	concrete	KS2000	120		Q330	100	4	NIEP		1	1		0	0
1	RO	STFAR	44.8629	24.9609	495	Stefanesti	RO	free field	concrete	MBB2	120		Q330	100	5	NIEP		1	1		0	0
1	RO	SULR	44.6777	26.2526	73	Surlari	RO	special	ground	KS2000	50		Q330	100	3	NIEP		1	1	NIEP	1	1
1	RO	SURR	45.754	22.1246	239	Surduc	RO	free field	bedrock	CMG40T	30	1	Obsidian	100	3	NIEP		1	1		0	0
1	RO	SUVR	47.6402	26.244778	354	Suceava	RO	building	concrete	Episensor_2g_2_5vfs	1	1	Etna2	100	4	NIEP		1	0		0	0
1	RO	TATR	45.5977	28.0498	76	Tatarca	RO	free field	concrete	MBB2	120		Basalt	100	5	NIEP		1	1		0	0	since 18/11/2019 // change BB to BB
1	RO	TECR	45.8416	27.4089	62	Tecuci	RO	free field	ground	Episensor_2g_2_5vfs	1	1	Etna2	100	4	NIEP		1	0		0	0
1	RO	TESR	46.5118	26.6489	372	Tescani	RO	building	concrete	STS2	120		Q330	100	5	NIEP		1	1	NIEP	1	1
1	RO	TGMR	46.5284	24.5222	320	Targu Mures	RO	building	concrete	CMG40T	30	1	Obsidian	100	4	NIEP		1	1		0	0
1	RO	TIM	45.7365	21.2211	88	Timisoara	RO	underground shalter	concrete	S13&SH1	1	1	k2	100	5	NIEP		1	1	NIEP	0	0
1	RO	TLBR	44.5445	28.0467	115	Topalu	RO	building	concrete	CMG40T	30	1	Q330	100	3	NIEP		1	1		0	0
1	RO	TLCR	45.1861	28.8151	73	Tulcea	RO	building	concrete	KS2000	120		Q330	100	4	NIEP		1	1		0	0
1	RO	TNR	45.652	24.273	519	Turnu Rosu	RO	other	bedrock	CMG40T	30	1	Q330	100	5	NIEP		1	1		0	0
1	RO	TPGR	44.8565	28.4196	449	Topolog	RO	underground shalter	concrete	PBB_200s	119		Q330	100	3	NIEP		1	1		0	0
1	RO	TRGR	44.9361	25.4563	303	Tirgoviste	RO	other	concrete	Episensor_2g_2_5vfs	1	1	Etna2	100	4	NIEP		1	0		0	0
1	RO	TRISU	43.9719	25.3296	87	ISU Teleorman	RO	building	concrete	Episensor_2g_10_diff_vfs	1	1	Basalt	100	4	NIEP		1	1	NIEP	1	1
1	RO	TSCT	44.1608	28.6572	68	Contanta - Port	RO	urban free field	concrete	L4 Mark	1	1	Q330	100	5	NIEP		1	1	NIEP	0	0
1	RO	TSMN	43.8011	28.595	70	Mangalia - Port	RO	building	concrete	L4 Mark	1	1	Q330	100	5	NIEP		1	1	NIEP	0	0
1	RO	TSSL	45.1621	29.7269	65	Sulina	RO	urban free field	ground	MBB2	120		Q330	100	4	NIEP		1	1	NIEP	0	0
1	RO	TUDR	45.5939	27.6687	66	Tudor Vladimirescu	RO	special	concrete	CMG40T	30	1	Q330	100	3	NIEP		1	1		0	0
1	RO	VARL	45.8996	27.8487	123	Varlezi	RO	building	concrete	MBB2	120		Q330	100	3	NIEP		1	1		0	0
1	RO	VASR	46.6415	27.7911	275	Vaslui	RO	other	bedrock	CMG40T	30	1	Basalt	100	4	NIEP		1	1		0	0	since 23/01/2020 // change BB to BB
1	RO	VLAD	43.9986	24.4038	138	Vladila	RO	special	ground	KS2000	50		Basalt	100	4	NIEP		1	1	NIEP	1	1
1	RO	VLDR	45.8443	28.0808	155	Vladesti	RO	urban free field	concrete	MBB2	120		Basalt	100	4	NIEP		1	1		0	0	since 14/11/2019 // change BB to BB
1	RO	VOIR	45.4371	25.0495	969	Voinea	RO	special	bedrock	STS2	120		Q330	100	2	NIEP		1	1	NIEP	1	1
1	RO	VRI	45.8657	26.7277	475	Vrancioaia	RO	special	bedrock	STS2	120		Basalt	100	2	NIEP		1	1	NIEP	1	1
1	RO	ZIMR	43.6572	25.3652	74	Zimnicea	RO	underground shalter	concrete	KS2000	120		Q330	100	4	NIEP		1	1		0	0
1	RO	ZOBR	45.6131	25.6347	634	Brasov	RO	underground shalter	concrete	Episensor_2g_2_5vfs	1	1	Etna2	100	4	NIEP		1	0		0	0
1	SI	ABSI	46.7285	11.3205	1801		I			STS-2-120S	120					1
1	SI	BOSI	46.4952	11.3185	242		I			STS-2-120S	120					1
1	SI	KOSI	46.463	11.3778	1604		I			STS-2-120S	120					1
1	SI	LUSI	45.9595	10.9436	860		I			STS-2-120S	120					1
1	SI	MOSI	46.6164	10.5495	1957		I			STS-2-120S	120					1
1	SI	ROSI	46.9281	11.4118	1917		I			STS-2-120S	120					1
1	SJ	BEO	44.809297	20.471419	129	Beograd	SRB			LE-3D/5s MKIII	5	1	Baykal-8					1	1	GEOFON	1	1
1	SJ	DJES	44.667165	22.519669	116	Ðerdap-Kladovo	SRB			SKD	20	1	WAVE24					1	1	GEOFON	1	1
1	SJ	FRGS	45.1573	19.8098	501	Fruška Gora	SRB			STS 2	120		Q330					1	1	GEOFON	1	1
1	SJ	SVIS	44.265486	21.215175	123	Svilajnac	SRB			S-5-S	5	1	K2					1	1	GEOFON	1	1
1	SK	IZAB	48.568900	19.712600			SK			SM3	1					1		1	1
1	SK	KECS	48.483200	20.485600			SK			LE3D-1	1					1		1	1
1	SK	KOLS	48.933300	22.273100		Kolonicke sedlo	SK			CMG-6T	30					1		1	1
1	SK	LANS	49.150500	19.467800	710	Liptovská Anna	SK			MBB2	120		Wave32/1	100					1		1	1
1	SK	MODS	48.373000	17.277000		Modra-Piesok	SK			STS2	120					1		1	1
1	SK	SPC	49.189400	20.233900	1751	Skalnate Pleso	SK			Guralp CMG40T_30sec/Earth	30					1				SPC coincides with SK10A PACASE temporary
1	SK	SRO	47.813300	18.313300			SK			SKM3	1					1		1	1
1	SK	SRO2	47.762700	18.394000			SK			CMG-40T-1s	1					1		1	1
1	SK	STHS/SK16A	49.416700	21.243700			SK			LE3D-1	1					1		1	1	STHS coincides with SK16A PACASE temporary
1	SK	VYHS	48.493900	18.836000	450	Vyhne	SK			Guralp-6T 30s	30		Wave24/2	100					1		1	1
1	SK	ZST	48.196100	17.102500	250	Zelezna Studnicka	SK			MBB2	120		Wave32/1	100					1		1	1
1	SL	BOJS	45.504299	15.2518	252		SLO			STS-2_G3	120					1
1	SL	CADS	46.2281	13.7368	751		SLO			CMG3ESP_120sec	120					1
1	SL	CEY	45.738098	14.4221	579		SLO			Guralp 120/Trillium 120	120					1
1	SL	CRES	45.826	15.4569	431		SLO			STS-2_G3	120					1
1	SL	CRNS	46.0807	14.2613	712		SLO			CMG3ESP_120sec	120					1
1	SL	DOBS	46.149502	15.4695	465		SLO			CMG3ESP_120sec	120					1
1	SL	GBAS	45.934799	14.4434	524.7		SLO			CMG3ESP_120sec	120					1
1	SL	GBRS	45.531101	14.8101	610.2		SLO			CMG3ESP_120sec	120					1
1	SL	GCIS	45.867199	15.6275	385		SLO			CMG3ESP_120sec	120					1
1	SL	GOLS	46.010799	15.6245	559		SLO			CMG40TB_30sec	30					1
1	SL	GORS	46.317402	13.9999	1048		SLO			CMG3T_360sec	360					1
1	SL	GROS	46.460999	15.5018	930		SLO			CMG3ESP_120sec	120					1
1	SL	JAVS	45.893398	14.0643	1100		SLO			CMG3T_120sec	120					1
1	SL	KNDS	45.527802	14.3807	1035		SLO			STS-2_G3	120					1
1	SL	KOGS	46.448101	16.250401	245		SLO			CMG3T_120sec	120					1
1	SL	LEGS	45.9488	15.3177	390		SLO			CMG40TB_30sec	30					1
1	SL	LJU	46.0438	14.5278	396		SLO			STS-2_G3	120					1
1	SL	MOZS	46.294102	14.4433	660		SLO			CMG3T_120sec	120					1
1	SL	PDKS	46.061199	14.9977	679		SLO			CMG40TB_30sec	30					1
1	SL	PERS	46.636501	15.1139	795		SLO			CMG3ESP_120sec	120					1
1	SL	ROBS	46.244499	13.5094	245		SLO			CMG3ESP_120sec	120					1
1	SL	SKDS	45.546398	14.0143	552		SLO			STS-2_G3	120					1
1	SL	VISS	45.803299	14.8393	399		SLO			CMG3T_120sec	120					1
1	SL	VNDS	46.101601	14.7014	531		SLO			CMG3TBH_120sec	120					1
1	SL	VOJS	46.0322	13.8877	1072		SLO			CMG3ESP_60sec	60					1
1	SL	ZALS	46.4342	15.0246	741		SLO			CMG40T_30sec	30		Quanterra 730 Datalogger					0				only in IRISDMC, not in EIDA
1	SL	ZAVS	46.4342	15.0246	741		SLO			Trillium_120PH	120		Quanterra					1
1	SS	SS01	39.0866666666667	20.8603333333333	51.62		GR			SP	1	1					0
1	SS	SS02	39.1106666666667	21.1311666666667	7.87		GR			enlarged_SP/datacube	1	1					0
1	SS	SS06	38.8643333333333	21.155	9.3		GR			enlarged_SP/datacube	1	1					0
1	SS	SS08	38.856	20.9776666666667	58.66		GR			LE3D/5s_Lennartz/datacube	5	1					0
1	SS	SS09	38.8238333333333	21.0761666666667	4.57		GR			SP	1	1					0
1	SS	SS11	38.7068333333333	20.9526666666667	57.16		GR			SP	1	1					0
1	SS	SS13	38.7041666666667	21.444	26.64		GR			LE3D/1s_Lennartz	1	1					0
1	SS	SS16	38.6141666666667	21.39	23.4		GR			SP	1	1					0
1	SS	SS17	38.5815	21.0905	5.43		GR			SP	1	1					0
1	SS	SS19	38.4945	21.706	42.36		GR			SP	1	1					0
1	SS	SS20	38.5943333333333	21.6693333333333	40.16		GR			LE3D/5s_Lennartz/datacube	5	1					0
1	SS	SS21	38.7001666666667	21.6048333333333	36.29		GR			SP	1	1					0
1	SS	SS22	38.435	21.5143333333333	30.86		GR			LE3D/1s_Lennartz	1	1					0
1	SS	SS23	38.7026666666667	21.6046666666667	36.28		GR			SP-New_SS21	1	1					0
1	SS	SS24	38.4848333333333	21.2488333333333	14.93		GR			LE3D/1s_Lennartz/datacube	1	1					0
1	SS	SS25	38.4123333333333	21.4071666666667	24.43		GR			SP	1	1					0
1	ST	CARE	46.43	10.69			I			LENNARTZ LE3D-5S	5					1
1	ST	DOSS	45.8808	11.1884			I			Trillium 40s	40					1
1	ST	GAGG	46.0835	10.9587			I			Trillium 40s	40					1
1	ST	OZOL	46.4	11.05			I			LENNARTZ LE3D-LITE	1					1
1	ST	PANI	46.05	11.33			I			LENNARTZ LE3D-LITE	1					1
1	ST	RONC	45.98	10.62			I			LENNARTZ LE3D-LITE	1					1
1	ST	VARA	45.83	10.9			I			LENNARTZ LE3D-5S	5					1
1	ST	ZIAN	46.28	11.56			I			LENNARTZ LE3D-LITE	1					1
0	SX	FBE	50.92117	13.35414			D			LE-3D5	5					1
0	SX	FROHN	50.59483	12.98856	483	Markus-Röhling-Stolln Frohnau	D			Nanometrics Trillium Compact 120 (Vault, Posthole, OBS)	120					1
0	SX	GUNZ	50.3635	12.3316			D			LE-3D5	5					1
0	SX	LANDS	51.526	12.163	115	Archivbunker Landsberg	D			Guralp CMG-3ESP					1				PaZ missing in xml
0	SX	MEINS	50.732472	12.881179	501	Meinersdorf	D			Guralp CMG-3ESP					1
0	SX	MUHB	51.658	12.3423	115	Muldenstein Hochbehälter	D			Guralp CMG-6T					1
0	SX	MULD	50.4118	12.4039			D			LE-3D5	5					1
0	SX	NEUB	51.1942	11.7719			D			STS2	120					1
0	SX	ROHR	50.234	12.317			D			LE-3D5	5					1
0	SX	SCHF	50.6772	12.4031			D			LE-3D5	5					1
0	SX	TANN	50.415	12.461			D			STS2	120					1
0	SX	TRIB	50.352	12.137			D			LE-3D5	5					1
0	SX	WERD	50.448	12.307			D			LE-3D5	5					1
0	SX	WERN	50.2874	12.3761			D			LE-3D5	5					1
0	SX	WIMM	51.521	11.505			D			CMG-3ESPC60	60					1
0	TH	ABG1	50.96757	12.57625			D			CMG-3ESPC 60s	60					1
0	TH	ANNA	50.88902	12.64499			D			CMG-3ESPC 60s	60					1
0	TH	BBWF	50.73536	10.50421			D			CMG-3ESPC 60s	60					1
0	TH	BONN	51.30677	11.00242			D			CMG-3ESPC 60s	60					1
0	TH	CHRS	51.60994	10.81861			D			CMG-3ESP	120					1
0	TH	CRUX	50.60195	10.79214			D			CMG-3ESPC 60s	60					1
0	TH	FRAU	50.69544	12.31685	364	UJENA Station Fraureuth	D			Nanometrics TC120_120s	120					1
0	TH	GEIDO	50.7353	12.1999			D			Trillium Compact	120					1
0	TH	GRZ1	50.6908	12.21964			D			Trillium Compact	120					1
0	TH	HKWD	50.8297	12.26811			D			STS2	120					1
0	TH	HWTS	50.59227	11.47223			D			CMG-3ESPC 60s	60					1
0	TH	LEIB1	50.57607	11.1978			D			CMG-3ESPC 60s	60					1
0	TH	LUHNE	51.25384	10.41937			D			TC 20s	20					1
0	TH	MEHR	51.2833	10.65876	298	UJENA Station Mehrstedt	D			Nanometrics TC120_120s	120					1
0	TH	MENTE	51.31555	10.5798			D			TC 20s	20					1
0	TH	MLFH	50.78982	12.08091			D			CMG-3ESPC 60s	60					1
0	TH	MOB6	50.84516	10.31802			D			CMG-3ESPC 60s	60					1
0	TH	MODW	50.94269	12.46844			D			CMG-3ESPC 60s	60					1
0	TH	MORAS	50.53608	11.2247			D			CMG-3ESPC 60s	60					1
0	TH	MUEN	51.42218	10.66725	286	UJENA Station Kloster Münchenlohra	D			Nanometrics TC20_20s	20					1
0	TH	NEUST	51.57828	10.8643			D			CMG-3ESPC 60s	60					1
0	TH	PLN	50.48522	12.15733			D			Trillium Compact	120					1
0	TH	POSS	51.33267	10.86677			D			CMG-3ESPC 60s	60					1
0	TH	RANIS	50.66236	11.56432			D			CMG-3ESPC 60s	60					1
0	TH	SONN	51.53225	10.42599			D			Trillium Compact	120					1
0	TH	SPAHL	50.65261	9.9099			D			CMG-3ESPC 60s	60					1
0	TH	TAUT	50.98161	11.71074			D			CMG-40T 30s	30					1
0	TH	VITZ	50.8876	10.09165			D			CMG-40T 30s	30					1
0	TH	ZEITZ	51.0507	12.12605			D			CMG-3ESPC 60s	60					1
0	TH	ZEU	50.67064	11.97713			D			CMG-3ESPC 60s	60					1
0	TT	TAMR	37.0469	9.1091	93		TN			STS-2/G3	120					1
0	TT	THTN	35.5616	8.6881	1095		TN			STS-2/G3	120					1
0	TU	AYDN	37.6608	27.8792	716		TR			T					1
0	TU	BALY	39.7403	27.6195	645		TR			T					1
0	TU	BORA	39.8801	30.4534	960		TR			T					1
1	TU	GILA	47.6958	15.8878	643	Grillenberg	A					2					0
0	TU	ILGA	41.0521	33.7165	2069		TR			T					1
1	TU	PITA	47.718	16.1894	336	Pitten Georgistollen	A					2					0
1	TU	SQMD	48.0887	16.2594	274	Mödling - Seegrotte	A					2					0
1	TU	SQWN	47.8186	16.1008	443	Wiener Neustadt - Emmerberghöhle	A					2					0
1	TV	GMB1	38.1723	15.8179	1198		I			NANOMETRICS TRILLIUM-20C	20					1	INGV
1	TV	SF11	42.868614	11.67894	831		I			Guralp CMG-6TD	30					1				ACC
1	TV	SU26	39.122956	8.490392	66		I			NANOMETRICS TRILLIUM-120C	120					1
0	UD	AKBB	50.7012	29.2242	160	Malin array	UA			Guralp CMG-3T			Guralp DM24					0	NIEP	0	1	listed as on EIDA by FDSN, but EIDA does not know UD network
0	UD	LUBAR	49.9205	27.7576	260	Lubar	UA			short period					0	NIEP	0	1	listed as on EIDA by FDSN, but EIDA does not know UD network
0	UD	MI28	50.9305	27.6694	10	Pidluby	UA			CMG40T.1to100			QMInterra					0	NIEP	0	1	listed as on EIDA by FDSN, but EIDA does not know UD network
0	UD	MI29	50.746	28.189	160	Zelenytsa	UA			CMG40T.1to100			QMInterra					0	NIEP	0	1	listed as on EIDA by FDSN, but EIDA does not know UD network
0	UD	MI30	50.418	27.85	20	Kamyanyj Brid	UA			CMG40T.1to100			QMInterra					0	NIEP	0	1	listed as on EIDA by FDSN, but EIDA does not know UD network
1	VR	VRG01	43.631413	10.504497			I			Guralp CMG-40T30s	30					1
1	VR	VRG02	43.65693	10.516896			I			Guralp CMG-40T60s	60					1
1	VR	VRG03	43.640408	10.46937			I			Guralp CMG-40T60s	60					1
0	WM	CART	37.5868	-1.0012	65	Cartagena	E			STS2	120					1		1
0	WM	MAHO	39.8959	4.2665	15	Mahon, Menorca,	E			STS2	120					1		1
0	WM	UCM	40.3075	3.2441	819	Universidad Complutense Madrid	E			STS2	120					1		1
1	WS	BLJ	44.783	19.267	97	Bijeljina	BiHsrp			SM2	1	0	Wave24					0		0	0
1	WS	DOB	44.733	18.1	147	Doboj	BiHsrp			SM2	1	1	Wave24					0		0	0
1	WS	HAPS	44.0862	18.9507	1199	HanPijesak	BiHsrp			KS2000	100		Smart24					0		0	0
1	WS	MGRS	44.417	17.084	560	MrkonjicGrad	BiHsrp			LE-3D Lite	1	0	Lennartz M24					0		0	0
1	WS	PRIJ	44.9764	16.7151	157	Prijedor	BiHsrp			SS1	1	0	Q330					0		0	0
1	WS	RUDO	43.618	19.37	413	Rudo	BiHsrp			SM2	1	1	Wave24					0		0	0
1	WS	TREB	42.717	18.35	275	Trebinje	BiHsrp			SS1	1	1	Q330					0		0	0
1	ZZZ	A051A	45.013	16.9	850	Mrakovica	BiHsrp			free		1	free					0	0	A051A / MRAK It was a seismological station from the AlpArray project. Great location!
0	ZZZ	A151A	48.881972	6.379853	0.214	Ferme du Milberg	F					1
0	ZZZ	A152A	48.724835	6.853923	0.279	Delme - Piscine des Allemands	F					1
0	ZZZ	A153A	48.318	4.7968	0.238	-	F					1
0	ZZZ	A154A	48.441728	5.515227	0.352	-	F					1
0	ZZZ	A155A	48.431194	6.084042	0.501	Cave couvent - 54330 Saxon-Sion	F					1
0	ZZZ	A156A	47.9467	4.5341	0.380	Charrey-sur-Seine - 21	F					1
0	ZZZ	A157A	48.0225	5.73258	0.444	Serqueux - 52	F					1
0	ZZZ	A158A	48.0068	6.35006	0.567	Haudompré - 88	F					1
0	ZZZ	A159A	47.643921	4.317891	0.366	St Remy 21500	F					1
0	ZZZ	A160A	47.6908	5.0502	0.465	Grancey le château neuvelle - 21	F					1
1	ZZZ	A161A	47.5835	6.0108	0.272	Raze - 70	F					1
1	ZZZ	A162A	47.305534	4.57935	0.567	Martrois	F					1
1	ZZZ	A163A	47.197	5.20102	0.222	Tart le Haut - 21	F					1
1	ZZZ	A166A	46.9816	4.14798	0.580	La Thibaudine - 71	F					1
1	ZZZ	A167A	46.7469	5.31951	0.203	Sens-sur-Seille - 71	F					1
1	ZZZ	A168A	46.5604	3.9329	0.125	Neuvy-Grandchamp - 71	F					1
1	ZZZ	A172A	46.3858	5.2132	0.273	Foissiat - 01	F					1
1	ZZZ	A173A	46.3296	6.6808	1.030	Vacheresse - 74	F					1
1	ZZZ	A174A	45.9926	4.4619	0.625	Saint-Just-d'Avray - 69	F					1
1	ZZZ	A175A	45.9427	5.0747	0.315	Le Montellier - 01	F					1
1	ZZZ	A176A	45.7178	4.0666	0.410	Montverdun - 42	F					1
1	ZZZ	A177A	45.5963	4.6086	0.520	Saint-Didier-sous-Riviere - 69	F					1
1	ZZZ	A178A	45.8107	6.2004	0.660	Lathuile - 74	F					1
1	ZZZ	A179A	45.4723	2.9722	1.084	Besse-et-Saint-Anastasie - 63	F					1
1	ZZZ	A180A	45.3113	4.0427	0.845	Chateau de Valprivas - 43	F					1
1	ZZZ	A181A	45.3805	6.302	1.305	Hameau du Preney - 73	F					1
1	ZZZ	A183A	45.0107	3.663	1.107	Saint-Privet-d'Allier - 43	F					1
1	ZZZ	A185A	45.1209	5.0728	0.420	Peyrins - 26	F					1
1	ZZZ	A186B	44.793	5.5892	0.978	Chichilianne - 38	F					1
1	ZZZ	A187A	44.7343	3.3398	0.935	Rimeize - 48	F					1
1	ZZZ	A188A/PY32	44.6001	3.9367	1.085	Saint Laurent les bains -07	F					1
1	ZZZ	A190A	44.3246	2.8695	0.940	Segur - 12	F					1
1	ZZZ	A191A	44.3193	3.5378	0.950	Montbrun - 48	F					1
1	ZZZ	A193A	44.3711	5.14762	0.390	Nyons - 26	F					1
1	ZZZ	A194A	44.3933	6.5023	1.255	Méolans Revel - 04	F					1
1	ZZZ	A195A	43.9752	2.7193	0.290	St Izaire - 12	F					1
1	ZZZ	A198A	43.6006	2.8004	0.720	Fraisse sur Agout - 34	F					1
1	ZZZ	A199A	43.7438	3.6883	0.341	Bergerie de la Roque - 34	F					1
1	ZZZ	A200A	43.6927	4.1885	0.061	Mas Saint Remy - 30	F					1
1	ZZZ	A201A	43.5006	4.7917	0.005	Arles - 13	F					1
1	ZZZ	A202A	43.5025	3.2602	0.212	Domaine de Cadables - 34	F					1
1	ZZZ	A204A	43.2413	5.6099	0.512	Roquefort la Bedoule - 13	F					1
1	ZZZ	A205A	43.2001	6.2335	0.384	La londe les maures - 83	F					1
1	ZZZ	A206A	43.2197	6.601	0.363	Gassin - 83	F					1
1	ZZZ	A208A	42.2326	8.7937	0.830	Marignana - 2A	F					1
1	ZZZ	A209B	42.5029	9.5066	0.007	Citrinche - Commune de Venzolasca (2B)	F					1
0	ZZZ	A210A	48.8277	5.92254	0.273	Manonville - 54	F					1
0	ZZZ	A211A	48.4071	6.61952	0.279	Xaffevillers - 88	F					1
0	ZZZ	A212A	48.0931	5.0444	0.358	Semoutiers-Montason - 52	F					1
1	ZZZ	A214A	46.362	5.8003	0.476	Chassal - 39	F					1
1	ZZZ	A215A	45.4307	5.23226	0.450	Commelles - 38	F					1
1	ZZZ	A216A	44.4291	5.54989	1.245	Montmorin - 05	F					1
1	ZZZ	A217A	44.3701	6.0733	1.087	Le Caire - 04	F					1
1	ZZZ	A253A	45.2926	13.8167		Karojba - Istria	HR					1
1	ZZZ	A280A	44.5391	7.9089	0.288	Farigliano - Viaiano	I					1
1	ZZZ	A281A	44.8534	7.7099	0.292	Carmagnola - Italy	I					1
1	ZZZ	A282A	45.2545	7.6133	0.428	San Carlo Canavese - Italy	I					1
1	ZZZ	A285A	44.8939	9.9098	0.152	Lusurasco	I					1
1	ZZZ	A286A	45.366	8.8338	0.170	Villa Reale - Cassolnovo	I					1
1	ZZZ	A288A	46.0082	8.4818	1.306	Verbania - Casa dell'Alpino - Cicogna - Italy	I					1
1	ZZZ	A290A	46.5068	10.928	1.729	San Nicolo - Val d'Ultimo (BZ)	I					1
1	ZZZ	A291A	46.6246	11.8805	1.568	Badia	I					1
1	ZZZ	A300A	45.819313	13.127954	0.006	Muzzana del Turgnano (UD)	I					1
1	ZZZ	A301A	45.619781	12.620993	0.002	Isiata (VE)	I					1
1	ZZZ	A302A	45.63353	11.971315	0.026	Resana (TV)	I					1
1	ZZZ	A303A	45.344273	12.31822	0.011	Lido-Pellestrina (VE)	I					1
1	ZZZ	A304A	45.0016739	12.033501	0.001	Bellombra - adraia (RO)	I					1
1	ZZZ	A305A	44.959236	12.432347	-0.003	Porto Tolle (RO)	I					1
1	ZZZ	A306A	44.535919	10.596118	0.463	Viano (RE) - Italy	I					1
1	ZZZ	A308A	44.582485	12.005684	-0.002	Longastrino (FE)	I					1
1	ZZZ	A309A	44.170353	12.244515	0.032	Martorano (FC) - Italy	I					1
1	ZZZ	A318A	43.120987	10.573185	0.173	Donoratico (LI) - Italy	I					1
1	ZZZ	A319A	43.476425	10.578689	0.343	Santaluce	I					1
0	ZZZ	ARMA	42.945	-0.203			F					2					0				aug 2021
0	ZZZ	BENY	49.258	-0.449			F					2					0				may 2022
1	ZZZ	BERA	40.7082	19.9455	234.2	Berati	AL		concrete			1	Guralp	100	4	IGEO	B.Rama, E.Dushi	1		INGV	0	1	malfunction, BB seismic stations equiped with CMG40T (Guralp) and Trident digitizer (Nanometrics) along with Accelerometric sensor CMG5T and DM24 digitizer (Guralp)
1	ZZZ	BH04A/MOSTR	43.35028	17.79389	99	Mostar	BIHfed					1					often out, problems with digitizer, KS2000 and Smart24, + SP sensor, but out of order
1	ZZZ	BH06A/KALN	43.5022	18.4462	1071	Kalinovik	BiHsrp			free		1	free					Great location
1	ZZZ	BH07A	43.75111	18.03611	967	Ivan Sedlo	BIHfed					1					meteorological station
1	ZZZ	BH10A/SRKY	44.068	17.165	1130	Kupres	BiHsrp					1	free					apr 2022
1	ZZZ	BH11A/A050A	44.4818	16.5313	934	Klekovača	BiHsrp			free		1	free					A050A It was a seismological station from the AlpArray project. Great location!
1	ZZZ	BH13A/KNYS	44.8908	16.3202	310	KrupaNaUni	BiHsrp			free		1	free					there was KS2000 with Smart24 digitizer, which is broken now
1	ZZZ	Bjelasnica	43.70361	18.25694	2067	Bjelašnica	BIHfed					1					meteorological station
1	ZZZ	BOZZ/A312A	45.10738	10.481657	30.000	Bozzolo (MN) - Italy	I					1
1	ZZZ	Bugojno	44.06194	17.45056	562	Bugojno	BIHfed					1					meteorological station
1	ZZZ	CA02A	43.1695	18.5854	1050		BiHsrp					1					CA02A
1	ZZZ	CA05A	43.0537	16.1836	315		HR					1					CA05A
1	ZZZ	CA06A	42.3927	16.2545	140		HR					1					CA06A
1	ZZZ	CA07A	43.5905	16.0578	261		HR					1					CA07A
1	ZZZ	CA08A	42.775	17.3627	77		HR					1					CA08A
1	ZZZ	CA09A	42.9775	17.1532	203		HR					1					CA09A
1	ZZZ	Capraia-A317A	43.049999	9.842445			I					2					0				to became permanent - former A317A
1	ZZZ	CHAL	47.811	7.539			F					2					0				jul 2022
1	ZZZ	DF03/NEVS/CA04A	43.2989	18.1029	893		BiHsrp					1					CA04A
1	ZZZ	DID	37.5063	23.2368		Didima	GR	Free field	bedrock			1					IT IS CLOSED vault can be used
1	ZZZ	Drvar	44.37778	16.37694	477	Drvar	BIHfed					1					meteorological station
1	ZZZ	ERTR/EREA	38.406639	23.786496	121	Eretria	GR					1				NKUA	G.Kaviris	1		NOA	1	1	there is only temporary sensor now - October 2022 EREA
1	ZZZ	FR02A/A165A	46.9102	3.4984	0.271	Le Bourg Thianges - 58	F					1
1	ZZZ	FR04A/A169A	46.5963	4.58183	0.300	Burzy - 71	F					1
1	ZZZ	FR06A/A170A	46.3781	3.4474	0.140	Saint-Gerand-de-Vaux - 03	F					1
1	ZZZ	FR08A/A171A	46.2008	4.1125	0.378	Fleury-la-Montagne - 71	F					1
1	ZZZ	FR18A/A182A	44.9695	2.8069	0.880	Brezons - 15	F					1
1	ZZZ	FR21A/A184A	44.892	4.4516	0.750	Saint Michel d'Aurance - 07	F					1
1	ZZZ	FR26A/A192A	44.5069	4.5869	0.249	Valvignères -07	F					1
1	ZZZ	FR31A/A196A	44.0515	4.528	0.259	La Capelle-et-Masmolene - 30	F					1
1	ZZZ	FR33A/PY19	43.8041	2.27289		Roumegoux, 81233, Tarn, Midi-Pyrenees, France	F					1
1	ZZZ	Golyam	42.1821	27.2252		Golyamobukovski Monastery	BG					2					0				autumn 2022
1	ZZZ	Gradacac	44.85917	18.44167	225	Gradačac	BIHfed					1					meteorological station
1	ZZZ	Grado	45.682786	13.38436527777	5.000	Grado (GO)	I					2					0				to became permanent
1	ZZZ	GRIZ	45.208155	14.714742			HR					1
1	ZZZ	IT02A/A287A	45.6225	8.361	0.423	Gattinara - La Torre	I					1
1	ZZZ	IT03A/A283B	45.238	8.2885	0.195	Tricerro	I					1
1	ZZZ	IT04A/A284A	45.1371	9.3837	0.099	Costa De Nobili - Padulino	I					1
1	ZZZ	IT05A/A289A	46.0473	9.761	1.780	Bergamo - Funivia il Toro - Foppolo	I					1
1	ZZZ	IT09A/A307A	44.660755	11.436312	0.009	Bentivoglio (BO) - Italy	I					1
1	ZZZ	Jajce	44.34333	17.26778	403	Jajce	BIHfed					1					meteorological station
1	ZZZ	LSK	40.149911	20.598636	960	Leskoviku	AL		concrete			1	Nanometrics	100	4	IGEO	B.Rama, E.Dushi	1		INGV	0	1	BB seismic stations equiped with Trillium40 and Trident digitizer (Nanometrics), malfunkction BB sensor
1	ZZZ	Montecristo-A316A	42.333679	10.295717			I					2					0				to became permanent - former A316A
1	ZZZ	MRKA	38.7058	23.5875	424	Markates	GR					1				NKUA	G.Kaviris
0	ZZZ	N19	50.21	3.366			F					2					0				may 2023
1	ZZZ	N204	43.577	6.76			F					2					0				may 2022
0	ZZZ	N75	42.824	2.467			F					2					0				aug 2022
1	ZZZ	OG27	44.393	6.509			F					2					0				may 2023
1	ZZZ	OGRO	45.595	6.203			F					2					0				apr 2022
1	ZZZ	OSPF	41.663	9.191			F					2					0				may 2023 Corsica
0	ZZZ	PC01	43.6176	0.623389		Pavie, 32307, Gers, Midi-Pyrenees, France	F					1
0	ZZZ	PC02	43.5623	0.601194		Boucagneres, 32060, Gers, Midi-Pyrenees, France	F					1
0	ZZZ	PC03	43.5089	0.575694		Ornezan, 32302, Gers, Midi-Pyrenees, France	F					1
0	ZZZ	PC04	43.4497	0.555694		Masseube, 32242, Gers, Midi-Pyrenees, France	F					1
0	ZZZ	PC05	43.3909	0.524806		Samaran, 32409, Gers, Midi-Pyrenees, France	F					1
0	ZZZ	PC06	43.3408	0.501694		Monlaur-Bernet, 32272, Gers, Midi-Pyrenees, France	F					1
0	ZZZ	PC07	43.2862	0.477111		Barthe, 65068, Hautes-Pyrenees, Midi-Pyrenees, France	F					1
0	ZZZ	PC08	43.2263	0.449611		Recurt, 65376, Hautes-Pyrenees, Midi-Pyrenees, France	F					1
0	ZZZ	PC09	43.1632	0.452111		Rejaumont, 65377, Hautes-Pyrenees, Midi-Pyrenees, France	F					1
0	ZZZ	PC10	43.1253	0.364306		Campistrous, 65125, Hautes-Pyrenees, Midi-Pyrenees, France	F					1
0	ZZZ	PC11	43.0623	0.415111		Montousse, 65322, Hautes-Pyrenees, Midi-Pyrenees, France	F					1
0	ZZZ	PC12	42.9953	0.367306		Rebouc, 65218 Heches, Hautes-Pyrenees, Midi-Pyrenees, France	F					1
0	ZZZ	PC13	42.9432	0.3665		Jumet, 65092 Beyrede-Jumet, Hautes-Pyrenees, Midi-Pyrenees,	F					1
0	ZZZ	PC14	42.881	0.321		Ancizan, 65006, Hautes-Pyrenees, Midi-Pyrenees, France	F					1
0	ZZZ	PC15	42.8308	0.297		Soulan, 65434, Hautes-Pyrenees, Midi-Pyrenees, France	F					1
0	ZZZ	PC16	42.7979	0.271111		Aragnouet, 65017, Hautes-Pyrenees, Midi-Pyrenees, France	F					1
0	ZZZ	PC17	42.7208	0.198389		Consorcio, 99134, Espagne	E					1
0	ZZZ	PC18	42.5811	0.295306		Serveto, 99134, Espagne	E					1
0	ZZZ	PC19	42.5637	0.171111		Cortalavina, 99134, Espagne	E					1
0	ZZZ	PC20	42.5077	0.156194		Laspuna, 99134, Espagne	E					1
0	ZZZ	PC21	42.4428	0.160389		Pueyo de Aragues, 99134, Espagne	E					1
0	ZZZ	PC22	42.4061	0.083694		Latorrecilla, 99134, Espagne	E					1
0	ZZZ	PC23	42.3389	0.052111		Castellazo, 99134, Espagne	E					1
0	ZZZ	PC24	42.2796	0.0845		Eripol, 99134, Espagne	E					1
0	ZZZ	PC25	42.2301	0.037194		Lecina, 99134, Espagne	E					1
0	ZZZ	PC26	42.1605	-0.026389		Alberuela de Liena, 99134, Espagne	E					1
0	ZZZ	PC27	42.1175	-0.068389		Abiego, 99134, Espagne	E					1
0	ZZZ	PC28	42.0655	-0.084111		Ponzano, 99134, Espagne	E					1
0	ZZZ	PE01	42.6916	1.23558		Quanca, 99134, Espagne	E					1
0	ZZZ	PE02	42.6779	1.21858		Esqui, 99134, Espagne Tavascan	E					1
0	ZZZ	PE03	42.6379	1.24922		Aineto, 99134, Espagne	E					1
0	ZZZ	PE05	42.5758	1.21217		Anas, 99134, Espagne	E					1
0	ZZZ	PE06	42.535	1.26158		Araos, 99134, Espagne	E					1
0	ZZZ	PE07	42.5048	1.24375		Montesclado, 99134, Espagne	E					1
0	ZZZ	PE09	42.455	1.14814		Rodis, 99134, Espagne	E					1
0	ZZZ	PE10	42.4225	1.11681		Castellviny, 99134, Espagne	E					1
0	ZZZ	PE12	42.3537	1.08386		Arcalis, 99134, Espagne	E					1
0	ZZZ	PE13	42.3122	1.03672		Pujol, 99134, Espagne	E					1
0	ZZZ	PE14	42.2451	1.041		Hortoneda, 99134, Espagne	E					1
0	ZZZ	PE15	42.2024	0.983583		Aramunt, 99134, Espagne	E					1
0	ZZZ	PE16	42.1536	0.953444		Suterranya, 99134, Espagne	E					1
0	ZZZ	PE17	42.0737	0.923028		Llimiana, 99134, Espagne	E					1
0	ZZZ	PE18	41.9918	0.92125		Peralta, 99134, Espagne	E					1
0	ZZZ	PE19	41.9153	0.881111		Camarasa, 99134, Espagne	E					1
0	ZZZ	PE21	41.8055	0.883111		La Sentiu de Sio, 99134, Espagne	E					1
0	ZZZ	PE22	41.706	0.700222		Torrelameu, 99134, Espagne	E					1
0	ZZZ	PF01	42.7589	1.18831		Salau, 09100 Couflens, Ariege, Midi-Pyrenees, France	F					1
0	ZZZ	PF02	42.8041	1.19869		Couflens, 09100, Ariege, Midi-Pyrenees, France	F					1
0	ZZZ	PF03	42.8653	1.20169		Seix, 09285, Ariege, Midi-Pyrenees, France	F					1
0	ZZZ	PF04	42.9023	1.21031		Saint-Sernin, 09299 Soueix-Rogalle, Ariege, Midi-Pyrenees, F	F					1
0	ZZZ	PF05	42.9255	1.23611		Pradals, 09301 Soulan, Ariege, Midi-Pyrenees, France	F					1
0	ZZZ	PF06	42.9611	1.25189		Madies, 09247 Riverenert, Ariege, Midi-Pyrenees, France	F					1
0	ZZZ	PF07	43.0089	1.26831		Tout-Blanc, 09164 Lescure, Ariege, Midi-Pyrenees, France	F					1
0	ZZZ	PF08	43.0583	1.26669		Canto-Merle, 09073 Camarade, Ariege, Midi-Pyrenees, France	F					1
0	ZZZ	PF09	43.0972	1.307		Raynaude, 09205 Montfa, Ariege, Midi-Pyrenees, France	F					1
0	ZZZ	PF10	43.1603	1.33511		Les Claous, 09079 Carla-Bayle, Ariege, Midi-Pyrenees, France	F					1
0	ZZZ	PF11A	43.2142	1.371		Carrere, 31326 Massabrac, Haute-Garonne, Midi-Pyrenees, Fran	F					1
0	ZZZ	PF11B	43.2156	1.39119		Sainte-Suzanne, 09342, Ariege, Midi-Pyrenees, France	F					1
0	ZZZ	PF12	43.277	1.3905		Fontvermeil, 09167 Lezat-sur-Leze, Ariege, Midi-Pyrenees, Fr	F					1
0	ZZZ	PF13	43.358	1.43619		Premare Moulis, 31345 Miremont, Haute-Garonne, Midi-Pyrenees	F					1
0	ZZZ	PF14	43.4276	1.47		Venerque, 31572, Haute-Garonne, Midi-Pyrenees, France	F					1
1	ZZZ	PF15	43.5079	1.49531		Castanet-Tolosan, 31113, Haute-Garonne, Midi-Pyrenees, Franc	F					1
1	ZZZ	PIANO	42.225137	15.747887		Pianosa Island	I					2					0				suggested by Claudia as possible new permanent
0	ZZZ	PW01	43.9108	-0.473389		Mont-de-Marsan, 40192, Landes, Aquitaine, France	F					1
0	ZZZ	PW02	43.8528	-0.522694		Haut-Mauco, 40122, Landes, Aquitaine, France	F					1
0	ZZZ	PW03	43.7754	-0.563194		Saint-Sever, 40282, Landes, Aquitaine, France	F					1
0	ZZZ	PW04	43.7053	-0.581389		Dumes, 40092, Landes, Aquitaine, France	F					1
0	ZZZ	PW05	43.6334	-0.6075		Hagetmau, 40119, Landes, Aquitaine, France	F					1
0	ZZZ	PW06	43.5653	-0.661306		Sault-de-Navailles, 64510, Pyrenees-Atlantiques, Aquitaine,	F					1
0	ZZZ	PW07	43.509	-0.736389		Sallespisse, 64501, Pyrenees-Atlantiques, Aquitaine, France	F					1
0	ZZZ	PW08	43.4933	-0.864194		Berenx, 64112, Pyrenees-Atlantiques, Aquitaine, France	F					1
0	ZZZ	PW09	43.4575	-0.921306		Salies-de-Bearn, 64499, Pyrenees-Atlantiques, Aquitaine, Fra	F					1
0	ZZZ	PW10	43.407	-0.945306		Sauveterre-de-Bearn, 64513, Pyrenees-Atlantiques, Aquitaine,	F					1
0	ZZZ	PW11	43.3609	-0.983306		Arbouet-Sussaute, 64036, Pyrenees-Atlantiques, Aquitaine, Fr	F					1
0	ZZZ	PY04	43.182	0.461806		Tajan, 65437, Hautes-Pyrenees, Midi-Pyrenees, France	F					1
0	ZZZ	PY05	42.8513	0.616111		Gouaux-de-Luchon, 31222, Haute-Garonne, Midi-Pyrenees, Franc	F					1
0	ZZZ	PY06	42.7703	1.52031		Sem, 09286, Ariege, Midi-Pyrenees, France	F					1
0	ZZZ	PY08	43.5953	0.036389		Plaisance, 32319, Gers, Midi-Pyrenees, France	F					1
0	ZZZ	PY09A	43.5989	0.607389		Pavie, 32307, Gers, Midi-Pyrenees, France	F					1
0	ZZZ	PY09B	43.5989	0.606306		Pavie, 32307, Gers, Midi-Pyrenees, France	F					1
0	ZZZ	PY10A	43.361	1.1225		Labastide-Clermont, 31250, Haute-Garonne, Midi-Pyrenees, Fra	F					1
0	ZZZ	PY10B	43.3468	1.1345		Labastide-Clermont, 31250, Haute-Garonne, Midi-Pyrenees, Fra	F					1
0	ZZZ	PY11A	43.1461	1.75139		Lapenne, 09153, Ariege, Midi-Pyrenees, France	F					1
0	ZZZ	PY11B	43.1458	1.75111		Lapenne, 09153, Ariege, Midi-Pyrenees, France	F					1
1	ZZZ	PY12B	42.966	2.70961		Quintillan, 11305, Aude, Languedoc-Roussillon, France	F					1
0	ZZZ	PY15	43.9927	-0.537306		Cere, 40081, Landes, Aquitaine, France	F					1
0	ZZZ	PY16	43.9716	0.274306		Larroque-sur-l'Osse, 32197, Gers, Midi-Pyrenees, France	F					1
1	ZZZ	PY17	43.9297	1.04411		Serignac, 82180, Tarn-et-Garonne, Midi-Pyrenees, France	F					1
1	ZZZ	PY18B	43.593	1.53639		Quint-Fonsegrives, 31445, Haute-Garonne, Midi-Pyrenees, Fran	F					1
1	ZZZ	PY20	43.5864	2.87781		Mauroul, 34271 Saint-Julien, Herault, Languedoc-Roussillon,	F					1
1	ZZZ	PY23	44.0163	1.83		Saint-Bauzile, 81243, Tarn, Midi-Pyrenees, France	F					1
1	ZZZ	PY24B	44.1972	2.646		Arvieu, 12011, Aveyron, Midi-Pyrenees, France	F					1
0	ZZZ	PY26	44.5291	-0.652306		Saint-Magne, 33436, Gironde, Aquitaine, France	F					1
0	ZZZ	PY27A	44.433	0.060194		Montpouillan, 47191, Lot-et-Garonne, Aquitaine, France	F					1
0	ZZZ	PY27B	44.4334	0.060306		Cocumont, 47068, Lot-et-Garonne, Aquitaine, France	F					1
1	ZZZ	PY28	44.5296	0.744611		Montflanquin, 47175, Lot-et-Garonne, Aquitaine, France	F					1
1	ZZZ	PY29A	44.6242	1.5555		Labastide-Murat, 46138, Lot, Midi-Pyrenees, France	F					1
1	ZZZ	PY30	44.45	2.10319		Saint-Igest, 12227, Aveyron, Midi-Pyrenees, France	F					1
1	ZZZ	PY31	44.4419	3.16419		Banassac, 48017, Lozere, Languedoc-Roussillon, France	F					1
0	ZZZ	PY34B	44.9175	0.4035		Lunas, 24246, Dordogne, Aquitaine, France	F					1
1	ZZZ	PY35B	45.0196	1.33389		Jayac, 24215, Dordogne, Aquitaine, France	F					1
1	ZZZ	PY36B	44.9466	1.89231		Gagnac-sur-Cere, 46117, Lot, Midi-Pyrenees, France	F					1
1	ZZZ	PY37	44.965	2.586		Polminhac, 15154, Cantal, Auvergne, France	F					1
1	ZZZ	PY38	44.9351	3.20969		Loubaresse, 15108, Cantal, Auvergne, France	F					1
1	ZZZ	PY39	44.9788	4.03939		Lausonne, 43115, Haute-Loire, Auvergne, France	F					1
1	ZZZ	PY3AB	44.6677	2.62061		Florentin-la-Capelle, 12103, Aveyron, Midi-Pyrenees, France	F					1
0	ZZZ	PY95	48.3125	-0.146		Saint-Georges-le-Gaultier, 72282, Sarthe, Pays de la Loire,	F					1
0	ZZZ	PY96	46.8018	0.689		Coussay-les-Bois, 86086, Vienne, Poitou-Charentes, France	F					1
1	ZZZ	RABC	44.750429	14.782104	16		HR					1
1	ZZZ	RO23A	45.86508	23.72225			RO					1					potential place
1	ZZZ	SAMOS	45.188620289546	20.7703554348915		Samos	SRB					1					old station
1	ZZZ	SanskiMost	44.76611	16.66833	158	Sanski Most	BIHfed					1					meteorological station
0	ZZZ	SMARH	48.318	3.467			F					2					0				june 2021
1	ZZZ	SMRN	45.036052	14.15487	17		HR					1
1	ZZZ	TPE	40.2947	20.02	253.7	Tepelena	AL					1
1	ZZZ	URBF	47.875	6.933			F					2					0				june 2021		it will be moved in new vault in the campus in the next months
1	ZZZ	VIRC	44.292497	15.053954	32		HR					1
1	ZZZ	VMAN/A313A	45.313467	10.662822	64.000	Volta Mantovana (MN) - Italy	I					1
1	ZZZ	ZLS01	41.221332	9.435083		Lamadalena	I					1					apr 2021
1	ZZZ	ZLS02	40.717178	9.095645		Oschiri	I					1
1	ZZZ	ZLS03	40.576722	9.752982		Siniscola	I					1
1	ZZZ	ZLS04	39.974155	9.647323		Lotzorai	I					1
1	ZZZ	ZLS05	40.097149	9.16135		Ovodda	I					1
1	ZZZ	ZLS06	39.144465	9.51649		Villasimius	I					1
1	ZZZ	ZLS07	39.107929	8.2659		Carloforte	I					1
1	ZZZ	ZLS08	39.742072	8.4608		Capofrasca	I					1
1	ZZZ	ZLS09	40.987955	8.240092		Asinara	I					1
1	ZZZ	ZLS10	40.450518	8.749865		Giave	I					1
1	ZZZ	ZLS11	39.632733	8.993057		Villanovafranca	I					1
1	ZZZ	ZRO01	44.66558	24.23705			RO					1
1	ZZZ	ZRO02	44.7487	25.6738			RO					1					used before
1	ZZZ	ZRO03	44.816	27.794			RO					1					potential place
1	ZZZ	ZRO04	44.88331	23.63836			RO					1					potential place
1	ZZZ	ZRO06	44.9769	21.50595			RO					1					potential place
1	ZZZ	ZRO07	44.98959	24.01149			RO					1					used before
1	ZZZ	ZRO08	45	25.55			RO					1					used before
1	ZZZ	ZRO09	45.0088	24.906			RO					1					potential place
1	ZZZ	ZRO10	45.151	27.506			RO					1					potential place
1	ZZZ	ZRO11	45.18285	23.35472			RO					1					potential place
1	ZZZ	ZRO13	45.26417	24.32622			RO					1					used before
1	ZZZ	ZRO14	45.2673	25.6148			RO					1					used before
1	ZZZ	ZRO15	45.37929	22.12656			RO					1					potential place
1	ZZZ	ZRO16	45.3801	26.9747			RO					1					used before
1	ZZZ	ZRO17	45.55558	20.87241			RO					1					potential place
1	ZZZ	ZRO18	45.64203	23.26152			RO					1					used before
1	ZZZ	ZRO20	45.6922	25.2161			RO					1					used before
1	ZZZ	ZRO21	45.708	25.8195			RO					1					potential place
1	ZZZ	ZRO22	45.8417	24.8292			RO					1					potential place
1	ZZZ	ZRO24	45.88031	20.58171			RO					1					used before
1	ZZZ	ZRO25	45.97819	21.51725			RO					1					used before
1	ZZZ	ZRO26	46.06825	22.45345			RO					1					used before
1	ZZZ	ZRO27	46.105	26.829			RO					1					used before
1	ZZZ	ZRO28	46.1066	24.3183			RO					1					potential place
1	ZZZ	ZRO29	46.143	24.9			RO					1					potential place
1	ZZZ	ZRO30	46.17443	23.42372			RO					1					potential place
1	ZZZ	ZRO31	46.2694	21.18102			RO					1					used before
1	ZZZ	ZRO32	46.36253	22.13902			RO					1					used before
1	ZZZ	ZRO33	46.3789	25.1082			RO					1					used before
1	ZZZ	ZRO34	46.3923	23.0273			RO					1					potential place
1	ZZZ	ZRO35	46.394	25.646			RO					1					potential place
1	ZZZ	ZRO36	46.404	27.226			RO					1					potential place
1	ZZZ	ZRO37	46.5193	23.9007			RO					1					potential place
1	ZZZ	ZRO38	46.6142	25.5027			RO					1					potential place
1	ZZZ	ZRO39	46.628	25.994			RO					1					potential place
1	ZZZ	ZRO40	46.64413	21.84847			RO					1					potential place
1	ZZZ	ZRO41	46.795	27.089			RO					1					used before
1	ZZZ	ZRO42	46.8093	24.5598			RO					1					potential place
1	ZZZ	ZRO43	46.819	24.098			RO					1					potential place
1	ZZZ	ZRO44	46.895	25.089			RO					1					potential place
1	ZZZ	ZRO45	46.9338	25.236			RO					1					potential place
1	ZZZ	ZRO47	47.024	23.43			RO					1					potential place
1	ZZZ	ZRO48	47.05192	22.47812			RO					1					potential place
1	ZZZ	ZRO49	47.144	25.609			RO					1					used before
1	ZZZ	ZRO50	47.2375	23.8037			RO					1					potential place
1	ZZZ	ZRO51	47.252	26.803			RO					1					potential place
1	ZZZ	ZRO52	47.2897	25.0867			RO					1					potential place
1	ZZZ	ZRO53	47.35052	22.18208			RO					1					potential place
1	ZZZ	ZRO54	47.351	26.2			RO					1					used before
1	ZZZ	ZRO55	47.37447	22.96773			RO					1					potential place
1	ZZZ	ZRO56	47.408	25.402			RO					1					used before
1	ZZZ	ZRO57	47.453	27.297			RO					1					potential place
1	ZZZ	ZRO58	47.4602	24.4006			RO					1					potential place
1	ZZZ	ZRO59	47.7	25.84			RO					1					potential place
1	ZZZ	ZRO60	47.71	26.64			RO					1					potential place
1	ZZZ	ZRO61	47.7881	24.1846			RO					1					potential place
1		AVAS	44.69595	20.51315	444	Avala	SRB			LE-3D/5s MKIII	5	1	WAVE32					1	0				potential place
1		BDVA	45.5376	20.4744	73	Banatski Dvor	SRB			ETNA	1	1					0		0	0
1		BELI	41.6827	21.2743		Belica	MK				1	1					1	0
1		BEY	42.87175	19.89811			MNE			S13	1	1					0		0
1		BIA	41.031993	21.330448	668	Bitola	MK			SS1	1	1					0
1		BIHAC	44.80861	15.85972	246	Bihać	BIHfed			KS2000M	120		SMART24					0				often out, broken digitizer
1		BILA	49.155500	14.305800		Bílá Hůrka	CZ				1					0		0
1		BOLA	43.8289	21.9532	327	Boljevac	SRB			ETNA	1	1					1	0
1		BORS	44.09043	22.01765	440	Bor	SRB			LE-3D/5s MKIII	5	1	WAVE32					1	0
1		BOSS	42.49825	22.46101	750	Bosilegrad	SRB			LE-3D/5s MKIII	1	1	WAVE32					1	0		0	0
1		BOVS	43.635172	21.70579	271	Bovan-Soko Banja	SRB			PBB-200S	120		K2					1	0		0	0
1		BRY	42.90072	18.54394			MNE			S13	1	1					1	0		0	0
1		BUM	42.3008	18.8986			MNE			S13	1	1					0
1		CACA	43.898	20.1863	243	Čačak	SRB			ETNA	1	1					1	0
1		CELA	43.4186	21.1962	284	Ćelije	SRB			ETNA	1	1					0
1		DJES1	44.6711	22.5289	52	Ðerdap	SRB			ETNA	1	1					1	0
1		DJES2	44.6698	22.5278	52	Ðerdap	SRB			SSA2	1	1					1	0
1		DOUB	49.278600	14.360600		Doubravka	CZ				1					1	0
1		GOCS	43.56244	20.87342	1072	Goč-Kraljevo	SRB			LE-3D/5s MKIII	5	1	WAVE32					1	0
1		HCY	42.44749	18.49836			MNE			S13	1	1					1	0		0	0
1		IVAS	43.576676	20.152395	791	Ivanjica	SRB			SM-3	1	1	WAVE24					1	0
1		JAGA	43.971	21.26	121	Jagodina	SRB			ETNA	1	1					0		0	0
1		KLAU	49.013200	14.564400		Klauda	CZ				1					1	0
1		KLOK	49.756300	17.719300	598	Klokočov	CZ			LE-3D lite	1					Geonika			0
1		KMIA	43.1277	21.1263	500	Kosovska Mitrovica	SRB			ETNA	1	1					0
1		KNEZ	42.109081	22.306849	1123	Knezevo	MK				1	1					1	0
1		KOSL	41.1705	20.8354		Kosel	MK				1	1					0		0
1		KOZJ	41.87795	21.19505		Brana	MK				1	1					0		0
1		KPJ	42.2092	22.3617		Kriva_Palanka	MK				1	1					0		0
1		KRAA	43.7248	20.6878	207	Kraljevo	SRB			ETNA	1	1					0		0
0		KRC	50.331600	12.530400		Kraslice	CZ			CMG-3ESPC	30					GFU		1	0
1		KRUS	41.369637	21.246682	1300	Krusevo	MK			SS1	1	1					0
1		KUBS	44.41226	21.67489	390	Kučevo-Bukovska	SRB			LE-3D/5s MKIII	1	1	WAVE32					1	0		0
0		KVC	50.205900	12.515200		Květná	CZ			CMG-3ESPC	30					GFU		1	0		0	0
1		LAZA	44.2409	21.8069	368	Žagubica-Laznica	SRB			ETNA	1	1					1	0
1		LISI	41.6786	21.6123		Lisice	MK				1	1					1	0
1		LIVNO	43.82278	17.00111	724	Livno	BIHfed			KS2000M	120		SMART24					0				working OK
1		MYDU	49.121000	15.950100		Myslibořice	CZ				1					IPE			0		0
1		NADU	49.244100	16.127000		Naloučany	CZ				1					0
1		NKME	42.7669	18.9529			MNE			S13	1	1					0
1		NKY	42.81285	18.99817			MNE			S13	1	1					0
1		OHR	41.111682	20.792405	784	Ohrid	MK			WR1	1	1					0
1		OTOV	41.778615	21.755845	299	Otovica	MK				1	1					0		0
1		PAZA	43.1576	20.5451	542	Novi Pazar	SRB			ETNA	1	1					0		0
1		PEHC	41.776282	22.898009		Pehcevo	MK				1	1					1	0
1		PERA1	43.9646	19.4104	250	Peručac	SRB			ETNA	1	1					0		0
1		PLE	43.32987	19.39426			MNE			S13	1	1					1	0
1		PODE	49.068000	14.240700		Podeřiště	CZ				1					0
1		PVY	42.59444	19.95867			MNE			S13	1	1					0
1		ROVA1	44.2417	19.753	408	Rovni	SRB			ETNA	1	1					1	0
1		RUDA	44.105	20.4833	437	Rudnik	SRB			ETNA2	1	1					1	0
1		RUDU	48.941100	16.056800		Rudlice	CZ				1					1	0
1		SAMO	41.6928	21.1392		Samokov	MK				1	1					0
1		SARAJ	43.86778	18.42278	630	Sarajevo	BIHfed			kinemetrics SS-1	1	1	WAVE24					0				often out
1		SEDU	48.957000	16.330600		Štěpánovský lom	CZ				1					0		0		station of the same name in SAMOS, Greece
1		SELS	43.214253	21.120913	524	Selova-Kuršumlija	SRB			LE-3D/5s MKIII	5	1	WAVE32					1	0
1		SKO	41.971467	21.434422	409	Skopje	MK			WR1/FBA23/SS1	1	1					1	0		0	0
0		STC	50.259100	12.519700		Studenec	CZ			CMG-3ESPC	30					GFU			0		0
1		STIP	41.77559	22.43792	1388	Stip	MK			SS1	1	1					0				same name of station in Greece
1		SUBS	46.11175	19.6506	118	Subotica	SRB			SM-3	1	1	WAVE24					1	0		0
1		SVPE	41.9217	21.2595		Sv.Petka	MK				1	1					1	0		0	0
1		TEKS	44.549344	19.528069	249	Tekeriš-Šabac	SRB			LE-3D/5s MKIII	5	1	WAVE32					1	0		0
1		TRUS	44.223525	20.406266	340	Trudelj	SRB			LE-3D/5s MKIII	5	1	WAVE32					1	0		0	0
1		TUZLA	44.54194	18.68500	305	Tuzla	BIHfed			kinemetrics SS-1	1	1	WAVE24					0				often out
1		UPM	43.2029	18.91			MNE			S13	1	1					0
0		VAC	50.235400	12.377200		Vackov	CZ			CMG-3ESPC	30					GFU			0
1		VALA	44.2726	19.883	188	Valjevo	SRB			ETNA	1	1					1	0
1		VAY	41.321616	22.564576	209	Valanovo	MK			WR1	1	1					1	0
1		VRCH	49.303900	14.636900		Vrchy	CZ				1					0		0
1		VRSS	45.12276	21.32477	346	Vršački-breg	SRB			LE-3D/5s MKIII	5	1	WAVE32					1	0
1		VRUA	43.8492	19.7098	660	Vrutci	SRB			ETNA	1	1					1	0		0	0
1		ZAGS	43.812589	22.232787	205	Zaječar-Grlište	SRB			LE-3D/5s MKIII	5	1	WAVE32					1	0				non public station
1		ZAPS	43.273577	22.633529	638	Zavoj-Pirot	SRB			SS-1	1	1	WAVE32					1	0		0	0
1		ZENIC	44.20167	17.90000	344	Zenica	BIHfed			GEOTECH INSTRUMENTS , LLC	1	1	SMART24					0				working OK
1		ZLHC	50.208800	17.402800	630	Zlaté Hory	CZ			LE-3D lite	1					Geonika		1	0		0	0
1		ZUPA	41.479627	20.558015	790	Centar_Zupa	MK				1	1					0